## Matrix
Back | 1442
Customer ID | IHS ID | Alt ID | Zone | Cluster Name | Significant Priority class on site - All Customers | Address | Cluster | Customer Region | State | Field Engineer | Zonal Coordinator | Regional Manager | IHS RTO | IHS FSE | IHS HOO | NR SPOC | Main DG Capacity | DG Type | Site Config [In/Outdoor] | Status | Priority | Project | Entity | Latitude | Lat | MOO | PHCN avail | Powercube | NOC Matrix | RMS | Tower Height | PowerSolution | SolutionOnSite | Solution_Category
OG3615 | IHS_ABE_0007B | OG1082 | ABE-Z1 | Abeokuta Metro |  | Isale Oja Area, Kuto Abeokuta, Ogun State | ABE-T2 | Lagos | Ogun | Ajidagba Oyeniyi | Falajiki Ayodele | Ufuoma Gbudje | Chiedozie Oko | Ibukunoluwa Oladele | Micheal Oduh | Adanna Akingbohungbe | 6.5 KW | DCDG | Outdoor | On Air | P1 | IHS Collo | IHSN | 7.1405 | 3.3555 | Manual | No | No | HUB | Yes | 50 | Conventional | Generator Only | ACDG - Conventional | Adanna Akingbohungbe | 305
OG4303 | IHS_ABE_0008B | OG1097 | ABE-Z2 | Abeokuta North |  | Asipa Ijeja Soyoye, Abeokuta North Local Government, Ogun State | ABE-T4 | Lagos | Ogun | Tajudeen Kamoru | Akintoye Olatunji | Ufuoma Gbudje | Chiedozie Oko | Ibukunoluwa Oladele | Micheal Oduh | Adanna Akingbohungbe | 22 KVA | ACDG | Outdoor | On Air | P1 | IHS Collo | IHSN | 7.1729 | 3.2766 | Manual | No | No | Terminal | Yes | 50 | Conventional | Generator Only | ACDG - Conventional | Anthony Uyanga | 1
B4007 | IHS_ABE_0016V | B4007 | Off Air | Off Air | Off Air | Off Air | Off Air | Off Air | Off Air | Off Air | Off Air | Off Air | Chiedozie Oko | John Adesina | Micheal Oduh | Adanna Akingbohungbe | 20 KVA | ACDG | Off Air | Off Air | P3 | IHS Collo | IHSN | Off Air | Off Air | Off Air | No | No | HUB | Off Air | 45 | Off Air | Off Air | Off Air | Moses Umoke | 244
OG3268 | IHS_ABE_0019V | OG3268 | ABE-Z1 | Obantoko |  | Space along Oluwo Rd., Oke Lantoro Abeokuta | ABE-T1 | Lagos | Ogun | Bolaji Toheeb | Falajiki Ayodele | Ufuoma Gbudje | Chiedozie Oko | John Adesina | Micheal Oduh | Adanna Akingbohungbe | 20 KVA | ACDG | Indoor | On Air | P4 | IHS Collo | IHSN | 7.1615 | 3.3772 | Auto | No | Yes | BTS | Yes | 45 | Conventional | PC | ACDG - Li-Ion Hybrid | Titus Obaje | 892
OG4316 | IHS_ABE_0020V | OG4316 | ABE-Z1 | Abeokuta Metro |  | 23B IPORO -AKE STREET, OKEJIGBO, ABEOKUTA, OGUN STATE | ABE-T2 | Lagos | Ogun | Ajidagba Oyeniyi | Falajiki Ayodele | Ufuoma Gbudje | Chiedozie Oko | John Adesina | Micheal Oduh | Adanna Akingbohungbe | 16 KVA | ACDG | Indoor | On Air | P4 | IHS Collo | IHSN | 7.1604 | 3.3558 | Auto | No | Yes | BTS | Yes | 45 | Conventional | Solar + PC | ACDG - Solar+Li-Ion Hybrid | Total | 1442
OG4618 | IHS_ABE_0023B | OG4618 | ABE-Z1 | Obantoko |  | Unity Estate, Elewe eran, Abeokuta, Ogun State | ABE-T1 | Lagos | Ogun | Bolaji Toheeb | Falajiki Ayodele | Ufuoma Gbudje | Chiedozie Oko | Ibukunoluwa Oladele | Micheal Oduh | Adanna Akingbohungbe | 20 KVA | ACDG | Outdoor | On Air | P2 | IHS Collo | IHSN | 7.1852 | 3.4195 | Auto | No | Yes | BTS | Yes | 50 | Conventional | Solar + PC | ACDG - Solar+Li-Ion Hybrid
OG3234 | IHS_ABE_0025B | OG3234 | ABE-Z2 | Abeokuta North |  | OFF ELEGA JNCTN, BEHIND RAMDAT PLAZA, IWO COMP'D, ELEGA, ABEOKUTA NORTH LGA, OGUN STATE | ABE-T4 | Lagos | Ogun | Tajudeen Kamoru | Akintoye Olatunji | Ufuoma Gbudje | Chiedozie Oko | Ibukunoluwa Oladele | Micheal Oduh | Adanna Akingbohungbe | 20 KVA | ACDG | Outdoor | On Air | P3 | IHS Collo | IHSN | 7.1823 | 3.3459 | Auto | No | Yes | BTS | Yes | 35 | Conventional | Solar + PC | ACDG - Solar+Li-Ion Hybrid
OG4314 | IHS_ABE_0026B | OG4314 | ABE-Z2 | Obada |  | 5 Ijeja street Isale Isaga Ibara Abeokuta | ABE-T3 | Lagos | Ogun | Olawale Ayodele | Akintoye Olatunji | Ufuoma Gbudje | Chiedozie Oko | Ibukunoluwa Oladele | Micheal Oduh | Adanna Akingbohungbe | 33 KVA | ACDG | Outdoor | On Air | P3 | IHS Collo | IHSN | 7.1409 | 3.3367 | Auto | No | Yes | BTS | Yes [No comms] | 50 | Conventional | PC | ACDG - Li-Ion Hybrid
OG4315 | IHS_ABE_0027B | OG4315 | ABE-Z1 | Abeokuta Metro |  | Alhaji Adeyemi Street, Off Elite Road, Lisabi Estate, Oke Lantoro, Abeokuta, Ogun State | ABE-T2 | Lagos | Ogun | Ajidagba Oyeniyi | Falajiki Ayodele | Ufuoma Gbudje | Chiedozie Oko | John Adesina | Micheal Oduh | Adanna Akingbohungbe | 20 KVA | ACDG | Outdoor | On Air | P1 | IHS Collo | IHSN | 7.1561 | 3.3698 | Auto | No | Yes | HUB | Yes | 50 | Conventional | Solar + PC | ACDG - Solar+Li-Ion Hybrid
OG5193 | IHS_ABE_0028B | OG1228 | ABE-Z2 | Abeokuta North |  | Aro Hospital, Along Abeokuta-Lagos Express Way, Ita-Oshin, Abeokuta, Ogun State | ABE-T4 | Lagos | Ogun | Tajudeen Kamoru | Akintoye Olatunji | Ufuoma Gbudje | Chiedozie Oko | John Adesina | Micheal Oduh | Adanna Akingbohungbe | 33 KVA | ACDG | Outdoor | On Air | P2 | IHS Collo | IHSN | 7.1316 | 3.304 | Auto | No | Yes | Terminal | Yes | 50 | Conventional | PC | ACDG - Li-Ion Hybrid
OG5363 | IHS_ABE_0029B | OG1038 | ABE-Z1 | Abeokuta Metro |  | Aketuntun area, along Peluola Road, Abule-ake near Olusegun Obasanjo Hill-Top, Ogun State | ABE-T2 | Lagos | Ogun | Ajidagba Oyeniyi | Falajiki Ayodele | Ufuoma Gbudje | Chiedozie Oko | John Adesina | Micheal Oduh | Adanna Akingbohungbe | 20 KVA | ACDG | Outdoor | On Air | P1 | IHS Collo | IHSN | 7.1302 | 3.3806 | Auto | No | Yes | HUB | Yes | 45 | Conventional | Solar + PC | ACDG - Solar+Li-Ion Hybrid
OG5719 | IHS_ABE_0030B | OG1085 | ABE-Z1 | Obantoko |  | BEULAH DRIVE, IFELODUN, AROKOJE ROAD, OBANTOKO, ABEOKUTA SOUTH LGA, OGUN STATE | ABE-T1 | Lagos | Ogun | Bolaji Toheeb | Falajiki Ayodele | Ufuoma Gbudje | Chiedozie Oko | Ibukunoluwa Oladele | Micheal Oduh | Adanna Akingbohungbe | 33 KVA | ACDG | Outdoor | On Air | P2 | IHS Collo | IHSN | 7.168 | 3.3937 | Auto | No | Yes | Terminal | Yes | 50 | Conventional | Solar + PC | ACDG - Solar+Li-Ion Hybrid
OG5721 | IHS_ABE_0031B | OG5721 | ABE-Z1 | Abeokuta Metro |  | NO. 20, MOSHALASHI JIMOH STREET, KOBITI, ABEOKUTA, OGUN STATE | ABE-T2 | Lagos | Ogun | Ajidagba Oyeniyi | Falajiki Ayodele | Ufuoma Gbudje | Chiedozie Oko | John Adesina | Micheal Oduh | Adanna Akingbohungbe | 22 KVA | ACDG | Outdoor | On Air | P3 | IHS Collo | IHSN | 7.1605 | 3.3398 | Auto | No | Yes | BTS | Yes | 45 | Conventional | Solar + PC | ACDG - Solar+Li-Ion Hybrid
NI4810 | IHS_ABJ_0044B | IHS_ABJ_044 | FCT-Z1 | Zuba/Dakwa Rd |  | ANGWAN GARIMAN GURAKA,OPP ALUMINIUM VILLAGE TAFA LGA. | FCT-T1 | Abuja | Niger | Saheed Olatunde | Godwin Amurawaiye | Johnson Oluwoye | Amwe Angbarity | Ifetola Madaki | Ian Akwe | Titus Obaje | 15 KVA | ACDG | Outdoor | On Air | P1 | IHS Collo | IHSN | 9.1804 | 7.2219 | Manual | No | No | HUB | Yes [No comms] | 50 | Conventional | Generator Only | ACDG - Conventional
IHS_ABJ_047 | IHS_ABJ_0047B | IHS_ABJ_047 | FCT-Z2 | Bwari |  | Plot No C188, Army Quarters, Sabon Gari, Off Deeper Life Junction, Bwari, Abuja | FCT-T4 | Abuja | Abuja | Ogungbola Adewale Williams | Olabode Obed Kolawole | Johnson Oluwoye | Amwe Angbarity | Ugochukwu Som-Anene | Ian Akwe | Titus Obaje | 20 KVA | ACDG | Outdoor | On Air | P3 | IHS Collo | IHSN | 9.2683 | 7.377 | Auto | No | Yes | HUB | No | 50 | not specified | not specified | not specified
B0623 | IHS_ABJ_0049B | IHS_ABJ_049 | FCT-Z1 | Zuba/Dakwa Rd |  | Beside Ogbendu Petrol Filling Station, Tungan Shanu, Suleja, along NNPC Depot expressway, Niger state | FCT-T1 | Abuja | Niger | Saheed Olatunde | Godwin Amurawaiye | Johnson Oluwoye | Amwe Angbarity | Ifetola Madaki | Ian Akwe | Titus Obaje | 20 KVA | ACDG | Outdoor | On Air | P2 | IHS Collo | IHSN | 9.2573 | 7.1831 | Auto | No | Yes | HUB | Yes | 50 | Conventional | Solar + PC | ACDG - Solar+Li-Ion Hybrid
FC2178 | IHS_ABJ_0103B | IHS_ABJ_103 | FCT-Z2 | Kubwa/Dutse | B3143 & A658 | DUTSE MAGARANTA OFF BWARI ROAD,BWARI AREA COUNCIL.FCT. | FCT-T3 | Abuja | Abuja | Moses Aletagbor | Olabode Obed Kolawole | Johnson Oluwoye | Amwe Angbarity | Ugochukwu Som-Anene | Ian Akwe | Titus Obaje | 27 KVA | ACDG | Outdoor | On Air | P1 | IHS Collo | IHSN | 9.1671 | 7.3818 | Auto | No | Yes | HUB | Yes | 50 | Conventional | PC | ACDG - Li-Ion Hybrid
NI4850 | IHS_ABJ_0159B | IHS_ABJ_159 | FCT-Z1 | Zuba/Dakwa Rd |  | Sabon Kwata, New Kwata, Kwankwanshe West, Suleja LGA, Niger state | FCT-T1 | Abuja | Abuja | Saheed Olatunde | Godwin Amurawaiye | Johnson Oluwoye | Amwe Angbarity | Francis Chinedu Chukwu | Ian Akwe | Titus Obaje | 15 KVA | ACDG | Outdoor | On Air | P1 | IHS Collo | IHSN | 9.1395 | 7.1957 | Manual | No | No | HUB | Yes | 30 | Conventional | Generator Only | ACDG - Conventional
FC2179 | IHS_ABJ_0162B | FC2179 | FCT-Z1 | Dei Dei/NYSC Camp |  | By Assembly of God Church, Off Peter's Garden, Kagini Area, Off Kubwa expressway, Abuja | FCT-T2 | Abuja | Abuja | Victor Nwachukwu Uzoma | Godwin Amurawaiye | Johnson Oluwoye | Amwe Angbarity | Francis Chinedu Chukwu | Ian Akwe | Titus Obaje | 27 KVA | ACDG | Outdoor | On Air | P1 | IHS Collo | IHSN | 9.1337 | 7.2958 | Auto | Yes | Yes | HUB | Yes | 50 | Conventional | Grid + PC | ACDG - Grid+Li-Ion Hybrid
FC2180 | IHS_ABJ_0194B | IHS_ABJ_194 | FCT-Z1 | Dei Dei/NYSC Camp | B3143 | Along Gwawga-Dei Dei road, Off Dei Dei International Market, Dei Dei, Abuja | FCT-T2 | Abuja | FCT | Victor Nwachukwu Uzoma | Godwin Amurawaiye | Johnson Oluwoye | Amwe Angbarity | Francis Chinedu Chukwu | Ian Akwe | Titus Obaje | 20 KVA | ACDG | Outdoor | On Air | P1 | IHS Collo | IHSN | 9.1094 | 7.2685 | Auto | No | Yes | HUB | Yes | 50 | Conventional | Solar + PC | ACDG - Solar+Li-Ion Hybrid
FC2227 | IHS_ABJ_0204B | IHS_ABJ_204 | FCT-Z2 | Bwari | B3143 | GAMJI AVENUE FCDA EXTENSION,BWARI.FCT. | FCT-T4 | Abuja | Abuja | Ogungbola Adewale Williams | Olabode Obed Kolawole | Johnson Oluwoye | Amwe Angbarity | Ugochukwu Som-Anene | Ian Akwe | Titus Obaje | 20 KVA | ACDG | Outdoor | On Air | P1 | IHS Collo | IHSN | 9.2723 | 7.3655 | Auto | No | Yes | HUB | Yes | 55 | Conventional | PC | ACDG - Li-Ion Hybrid
FC2233 | IHS_ABJ_0206B | IHS_ABJ_206 | FCT-Z1 | Zuba/Dakwa Rd | B3143 | Land at Formr Zuba Dam, After Zuba-Madalla T junction, Zuba, Abuja | FCT-T1 | Abuja | Abuja | Saheed Olatunde | Godwin Amurawaiye | Johnson Oluwoye | Amwe Angbarity | Francis Chinedu Chukwu | Ian Akwe | Titus Obaje | 15 KVA | ACDG | Outdoor | On Air | P1 | IHS Collo | IHSN | 9.0971 | 7.2102 | Manual | No | Yes | HUB | Yes | 40 | Conventional | Generator Only | ACDG - Conventional
FC2327 | IHS_ABJ_0253B | IHS_ABJ_253 | FCT-Z2 | Kubwa/Dutse | B3143 | Beside Bwari LG primary School, Off Gado nasko road, Ijayapi, Byazhin, Bwari, ABuja | FCT-T3 | Abuja | Abuja | Moses Aletagbor | Olabode Obed Kolawole | Johnson Oluwoye | Amwe Angbarity | Ugochukwu Som-Anene | Ian Akwe | Titus Obaje | 20 KVA | ACDG | Outdoor | On Air | P2 | IHS Collo | IHSN | 9.186 | 7.3302 | Auto | Yes | Yes | HUB | Yes | 50 | Conventional | Grid + Solar + PC | ACDG - Grid+Solar+Li-Ion Hybrid
FC2329 | IHS_ABJ_0255B | IHS_ABJ_255 | FCT-Z1 | Dei Dei/NYSC Camp |  | Behind Gwagwa Customary Court, Gwawga, Anwa Kariya, Abuja | FCT-T2 | Abuja | Abuja | Victor Nwachukwu Uzoma | Godwin Amurawaiye | Johnson Oluwoye | Amwe Angbarity | Francis Chinedu Chukwu | Ian Akwe | Titus Obaje | 6.5 KW | DCDG | Outdoor | On Air | P1 | IHS Collo | IHSN | 9.0951 | 7.3144 | Manual | No | No | BTS | Yes | 50 | Non-Conventional | Generator Only | DCDG - Deep Cycle
FC2349 | IHS_ABJ_0269B | IHS_ABJ_269 | FCT-Z1 | Dei Dei/NYSC Camp | B3143 | Bha Zango NYSC Rd, Opposite Chief Palace House, Kubwa, Abuja | FCT-T2 | Abuja | Abuja | Victor Nwachukwu Uzoma | Godwin Amurawaiye | Johnson Oluwoye | Amwe Angbarity | Ugochukwu Som-Anene | Ian Akwe | Titus Obaje | 6.5 KW | DCDG | Outdoor | On Air | P1 | IHS Collo | IHSN | 9.1427 | 7.3164 | Auto | No | No | HUB | Yes | 45 | Non-Conventional | Grid | DCDG - Grid
FC2399 | IHS_ABJ_0285C | IHS_ABJ_285 | FCT-Z2 | Kubwa/Dutse | B3143 | MAST BY DOUBLE TRANSFORMER JUST OPP DEEPER LIFE CHURCH NEW JERUSALEM DUTSE MAKARANTA.ABUJA. | FCT-T3 | Abuja | Abuja | Moses Aletagbor | Olabode Obed Kolawole | Johnson Oluwoye | Amwe Angbarity | Ugochukwu Som-Anene | Ian Akwe | Titus Obaje | 6.5 KW | DCDG | Outdoor | On Air | P3 | INT Collo | INT | 9.1689 | 7.3903 | Manual | No | No | BTS | Yes | 26 | Conventional | Generator Only | ACDG - Conventional
B0810 | IHS_ABJ_0715E | B0810 | FCT-Z2 | Bwari | B3143 | FCT WATER BOARD USUMA DAM USHAFA ABUJA. | FCT-T4 | Abuja | Abuja | Ogungbola Adewale Williams | Olabode Obed Kolawole | Johnson Oluwoye | Amwe Angbarity | Ugochukwu Som-Anene | Ian Akwe | Titus Obaje | 20 KVA | ACDG | Outdoor | On Air | P3 | EMTS-SLB 2116 | IHSN | 9.1943 | 7.3994 | Auto | No | Yes | HUB | Yes | 28 | Conventional | PC | ACDG - Li-Ion Hybrid
B1152 | IHS_ABJ_0723E | B1152 | FCT-Z1 | Dei Dei/NYSC Camp | B3143 | Opposite Central Mosque, Tundun Fulani Village, AMAC, Dei Dei Abuja | FCT-T2 | Abuja | Abuja | Victor Nwachukwu Uzoma | Godwin Amurawaiye | Johnson Oluwoye | Amwe Angbarity | Francis Chinedu Chukwu | Ian Akwe | Titus Obaje | 13 KVA | ACDG | Outdoor | On Air | P1 | EMTS-SLB 2116 | IHSN | 9.1017 | 7.2706 | Manual | No | No | Backbone | Yes | 60 | Conventional | Generator Only | ACDG - Conventional
B1204 | IHS_ABJ_0724E | B1204 | FCT-Z2 | Kubwa/Dutse | A658 | Plot of land along Covenant Primary School, Moyo Zone 4, Dutse-Alhaji, Abuja | FCT-T3 | Abuja | Abuja | Moses Aletagbor | Olabode Obed Kolawole | Johnson Oluwoye | Amwe Angbarity | Ugochukwu Som-Anene | Ian Akwe | Titus Obaje | 27 KVA | ACDG | Outdoor | On Air | P1 | EMTS-SLB 2116 | IHSN | 9.1426 | 7.3756 | Auto | Yes | Yes | HUB | Yes | 45 | Conventional | Grid + Solar + PC | ACDG - Grid+Solar+Li-Ion Hybrid
B1285 | IHS_ABJ_0742E | B1285 | FCT-Z2 | Kubwa/Dutse |  | Along Hamza Abdullahi Road, Off Gado Nasco Way, Kubwa Extesion, Kubwa, Abuja | FCT-T3 | Abuja | Abuja | Moses Aletagbor | Olabode Obed Kolawole | Johnson Oluwoye | Amwe Angbarity | Ugochukwu Som-Anene | Ian Akwe | Titus Obaje | 27 KVA | ACDG | Outdoor | On Air | P1 | EMTS-SLB 2116 | IHSN | 9.1551 | 7.3233 | Auto | No | Yes | HUB | Yes | 35 | Conventional | PC | ACDG - Li-Ion Hybrid
B1297 | IHS_ABJ_0746E | B1297 | Off Air | Off Air | Off Air | Off Air | Off Air | Off Air | Off Air | Off Air | Off Air | Off Air | Amwe Angbarity | Francis Chinedu Chukwu | Ian Akwe | Titus Obaje | 20 KVA | ACDG | Off Air | Off Air | P1 | EMTS-SLB 2116 | IHSN | Off Air | Off Air | Off Air | No | No | HUB | Off Air | 45 | Off Air | Off Air | Off Air
IHS_ABJ_0747E | IHS_ABJ_0747E | B1298 | Off Air | Off Air | Off Air | Off Air | Off Air | Off Air | Off Air | Off Air | Off Air | Off Air | Amwe Angbarity | Francis Chinedu Chukwu | Ian Akwe | Titus Obaje | 16 KVA | ACDG | Off Air | Off Air | P3 | EMTS-SLB 2116 | IHSN | Off Air | Off Air | Off Air | No | No | HUB | Off Air | 30 | Off Air | Off Air | Off Air
B5337 | IHS_ABJ_0765E | B5337 | FCT-Z1 | Dei Dei/NYSC Camp |  | Aifayawai Zone, Dei Dei, Bwari LGA, Abuja | FCT-T2 | Abuja | Abuja | Victor Nwachukwu Uzoma | Godwin Amurawaiye | Johnson Oluwoye | Amwe Angbarity | Francis Chinedu Chukwu | Ian Akwe | Titus Obaje | 13 KVA | ACDG | Outdoor | On Air | P1 | EMTS-SLB 2116 | IHSN | 9.1185 | 7.2603 | Manual | No | No | HUB | Yes | 45 | Conventional | Generator Only | ACDG - Conventional
B2564 | IHS_ABJ_0777E | B2564 | FCT-Z1 | Zuba/Dakwa Rd |  | land at Angwan Wakili, Ishagu, Beside LEA Primary school, Anagada, Gwagwalada, Abuja | FCT-T1 | Abuja | Abuja | Saheed Olatunde | Godwin Amurawaiye | Johnson Oluwoye | Amwe Angbarity | Francis Chinedu Chukwu | Ian Akwe | Titus Obaje | 27 KVA | ACDG | Outdoor | On Air | P1 | EMTS-SLB 555 | IHSN | 9.0388 | 7.1727 | Auto | No | Yes | HUB | Yes | 55 | Conventional | Solar + PC | ACDG - Solar+Li-Ion Hybrid
B2779 | IHS_ABJ_0778E | B2779 | FCT-Z1 | Zuba/Dakwa Rd |  | Piece of land along Kubwa-Express Rd, Dokwa Angwan, Galadima | FCT-T1 | Abuja | Abuja | Saheed Olatunde | Godwin Amurawaiye | Johnson Oluwoye | Amwe Angbarity | Francis Chinedu Chukwu | Ian Akwe | Titus Obaje | 33 KVA | ACDG | Outdoor | On Air | P1 | EMTS-SLB 555 | IHSN | 9.1024 | 7.2463 | Auto | Yes | Yes | HUB | Yes | 45 | Conventional | Grid + Solar + PC | ACDG - Grid+Solar+Li-Ion Hybrid
T1041 | IHS_ABJ_0830A | T1041 | FCT-Z2 | Bwari | B3143 | AFTER ECWA CHURCH AROUND GOD SHEPHERD ACADEMY NEW BWARI (OWYIPE BISA VILLAGE).ABUJA. | FCT-T4 | Abuja | Abuja | Ogungbola Adewale Williams | Olabode Obed Kolawole | Johnson Oluwoye | Amwe Angbarity | Ugochukwu Som-Anene | Ian Akwe | Titus Obaje | 27 KVA | ACDG | Indoor | On Air | P1 | INT-Secondary | INT | 9.255 | 7.3031 | Auto | No | No | HUB | Yes | 22 | Conventional | Grid | ACDG - Grid (with BUB)
T1226 | IHS_ABJ_0867A | T1226 | FCT-Z2 | Kubwa/Dutse | B3143 | INSIDE GOVT SEC SCHOOL OPP UPPER AREA COURT KUBWA.ABUJA. | FCT-T3 | Abuja | Abuja | Moses Aletagbor | Olabode Obed Kolawole | Johnson Oluwoye | Amwe Angbarity | Ugochukwu Som-Anene | Ian Akwe | Titus Obaje | 27 KVA | ACDG | Indoor | On Air | P2 | INT-Secondary | INT | 9.1581 | 7.3461 | Manual | No | No | HUB | Yes | 36 | Conventional | Generator Only | ACDG - Conventional
T1338 | IHS_ABJ_0868A | T1338 | FCT-Z1 | Dei Dei/NYSC Camp | B3143 | After Jiwa Primary School, Tasha, off Inner Nothern road, Abuja, | FCT-T2 | Abuja | Abuja | Victor Nwachukwu Uzoma | Godwin Amurawaiye | Johnson Oluwoye | Amwe Angbarity | Francis Chinedu Chukwu | Ian Akwe | Titus Obaje | 15 KVA | ACDG | Indoor | On Air | P2 | INT-Secondary | INT | 9.085 | 7.3211 | Manual | No | No | NFE | Yes | 36 | Conventional | Generator Only | ACDG - Conventional
T1939 | IHS_ABJ_0891A | T1939 | FCT-Z2 | Kubwa/Dutse |  | INSIDE DEMES COURT PLAZA OPP PHASE 4 POLICE STATION AROUND HIGH COURT OF APPEAL,KUBWA.ABUJA. | FCT-T3 | Abuja | Abuja | Moses Aletagbor | Olabode Obed Kolawole | Johnson Oluwoye | Amwe Angbarity | Ugochukwu Som-Anene | Ian Akwe | Titus Obaje | 15 KVA | ACDG | Indoor | On Air | P4 | INT-Secondary | INT | 9.1556 | 7.3406 | Auto | No | No | BTS | Yes | 9 | Conventional | Grid | ACDG - Grid (with BUB)
T1469 | IHS_ABJ_0896A | T1469 | FCT-Z2 | Bwari | B500 | AFTER NAM-NAM FILLING STATION PEYI VILLAGE BWARI ROAD.BWARI.ABUJA. | FCT-T4 | Abuja | Abuja | Ogungbola Adewale Williams | Olabode Obed Kolawole | Johnson Oluwoye | Amwe Angbarity | Ugochukwu Som-Anene | Ian Akwe | Titus Obaje | 27 KVA | ACDG | Outdoor | On Air | P1 | INT-Secondary | INT | 9.2211 | 7.3881 | Auto | No | Yes | HUB | Yes | 35 | Conventional | PC | ACDG - Li-Ion Hybrid
T1460 | IHS_ABJ_0916A | T1460 | FCT-Z1 | Dei Dei/NYSC Camp | B600 | Eze Traco, Dei Dei Junction Off Zuba Expressway, Dei-Dei, Abuja, | FCT-T2 | Abuja | Abuja | Victor Nwachukwu Uzoma | Godwin Amurawaiye | Johnson Oluwoye | Amwe Angbarity | Francis Chinedu Chukwu | Ian Akwe | Titus Obaje | 27 KVA | ACDG | Indoor | On Air | P1 | INT-Secondary | INT | 9.11 | 7.2581 | Manual | No | No | NFE | Yes | 46 | Conventional | Generator Only | ACDG - Conventional
T5809 | IHS_ABJ_0935A | T5809 | FCT-Z2 | Kubwa/Dutse | B3143 | Beside Byajin Primary School, Byajin Rd Kubwa, Abuja | FCT-T3 | Abuja | Abuja | Moses Aletagbor | Olabode Obed Kolawole | Johnson Oluwoye | Amwe Angbarity | Ugochukwu Som-Anene | Ian Akwe | Titus Obaje | 27 KVA | ACDG | Outdoor | On Air | P1 | INT-Secondary | INT | 9.1719 | 7.3261 | Auto | No | No | Backbone | Yes | 35 | Conventional | Grid | ACDG - Grid (with BUB)
T5829 | IHS_ABJ_0942A | T5829 | FCT-Z1 | Zuba/Dakwa Rd | B3143 | Zuba Panteka Corner, Antenna, Zuba, Abuja | FCT-T1 | Abuja | Abuja | Saheed Olatunde | Godwin Amurawaiye | Johnson Oluwoye | Amwe Angbarity | Francis Chinedu Chukwu | Ian Akwe | Titus Obaje | 20 KVA | ACDG | Outdoor | On Air | P1 | INT-Secondary | INT | 9.0919 | 7.21 | Auto | Yes | Yes | HUB | Yes | 36 | Conventional | Grid + PC | ACDG - Grid+Li-Ion Hybrid
T5815 | IHS_ABJ_0944A | T5815 | FCT-Z1 | Dei Dei/NYSC Camp | B600 | Beside Mopol Barracks Gate, Jibi Deide, Off Murtala Mohammed Expressway, ABuja | FCT-T2 | Abuja | Abuja | Victor Nwachukwu Uzoma | Godwin Amurawaiye | Johnson Oluwoye | Amwe Angbarity | Francis Chinedu Chukwu | Ian Akwe | Titus Obaje | 27 KVA | ACDG | Outdoor | On Air | P1 | INT-Secondary | INT | 9.13 | 7.275 | Manual | No | No | HUB | Yes | 36 | Conventional | Generator Only | ACDG - Conventional
T5830 | IHS_ABJ_0951A | T5830 | FCT-Z1 | Zuba/Dakwa Rd | B3143 | FIRST RIGHT TURN AFTER RCCG TUNGA-MAJE ALONG GWAGWALADA ROAD. | FCT-T1 | Abuja | Abuja | Saheed Olatunde | Godwin Amurawaiye | Johnson Oluwoye | Amwe Angbarity | Francis Chinedu Chukwu | Ian Akwe | Titus Obaje | 20 KVA | ACDG | Outdoor | On Air | P1 | INT-Secondary | INT | 9.0531 | 7.1931 | Auto | No | Yes | HUB | Yes | 35 | Conventional | Solar + PC | ACDG - Solar+Li-Ion Hybrid
FC0004 | IHS_ABJ_0961A | FC0004 | FCT-Z1 | Dei Dei/NYSC Camp | B3143 | BEHIND THE POLICE STATION GBAZANGO EXTENSION AMAGLO STREET KUBWA ABUJA. AROUND NYSC CAMP. | FCT-T2 | Abuja | Abuja | Victor Nwachukwu Uzoma | Godwin Amurawaiye | Johnson Oluwoye | Amwe Angbarity | Ugochukwu Som-Anene | Ian Akwe | Titus Obaje | 15 KVA | ACDG | Outdoor | On Air | P1 | INT-Secondary | INT | 9.1476 | 7.3178 | Auto | No | No | Backbone | Yes | 36 | Conventional | Grid + POF | ACDG - Grid (with BUB)
FC0009 | IHS_ABJ_0980A | FC0009 | FCT-Z2 | Bwari | B3143 | BEFORE ALL CHRISTIAN FELLOWSHIP MISSION CHURCH ALONG PRY SCHOOL ROAD USHAFA.BWARI.ABUJA. | FCT-T4 | Abuja | Abuja | Ogungbola Adewale Williams | Olabode Obed Kolawole | Johnson Oluwoye | Amwe Angbarity | Ugochukwu Som-Anene | Ian Akwe | Titus Obaje | 20 KVA | ACDG | Outdoor | On Air | P1 | INT-Secondary | INT | 9.2203 | 7.4119 | Auto | No | Yes | HUB | Yes | 54 | Conventional | PC | ACDG - Li-Ion Hybrid
FC0008 | IHS_ABJ_0985A | FC0008 | FCT-Z2 | Bwari | B3143 | OPP CATHOLIC CHURCH USMAN DAM BWARI ABUJA. | FCT-T4 | Abuja | Abuja | Ogungbola Adewale Williams | Olabode Obed Kolawole | Johnson Oluwoye | Amwe Angbarity | Ugochukwu Som-Anene | Ian Akwe | Titus Obaje | 20 KVA | ACDG | Outdoor | On Air | P1 | INT-Secondary | INT | 9.2 | 7.4039 | Auto | No | Yes | HUB | Yes | 48 | Conventional | PC | ACDG - Li-Ion Hybrid
FC0022 | IHS_ABJ_0995A | FC0022 | FCT-Z2 | Bwari | B3143 | After Government Secondary School, Shere, Bwari, Abuja | FCT-T4 | Abuja | Abuja | Ogungbola Adewale Williams | Olabode Obed Kolawole | Johnson Oluwoye | Amwe Angbarity | Ugochukwu Som-Anene | Ian Akwe | Titus Obaje | 15 KVA | ACDG | Outdoor | On Air | P2 | INT-Secondary | INT | 9.2335 | 7.514 | Auto | No | Yes | Terminal | Yes | 70 | Conventional | Solar + PC | ACDG - Solar+Li-Ion Hybrid
FC0113 | IHS_ABJ_1017A | FC0113 | FCT-Z1 | Dei Dei/NYSC Camp | B3143 | Jiwa Village, Along Die-da Road, Abuja | FCT-T2 | Abuja | Abuja | Victor Nwachukwu Uzoma | Godwin Amurawaiye | Johnson Oluwoye | Amwe Angbarity | Francis Chinedu Chukwu | Ian Akwe | Titus Obaje | 15 KVA | ACDG | Outdoor | On Air | P2 | INT-Secondary | INT | 9.0828 | 7.3109 | Auto | No | Yes | NFE | Yes | 54 | Conventional | Solar + PC | ACDG - Solar+Li-Ion Hybrid
FC0058 | IHS_ABJ_1035A | FC0058 | FCT-Z2 | Kubwa/Dutse | B3143 | No 24, Iloama Onyeka Crescent, Off Sambo Lai Street, Dutse Sagwari Layout, Abuja | FCT-T3 | Abuja | Abuja | Moses Aletagbor | Olabode Obed Kolawole | Johnson Oluwoye | Amwe Angbarity | Ugochukwu Som-Anene | Ian Akwe | Titus Obaje | 27 KVA | ACDG | Outdoor | On Air | P1 | INT-Secondary | INT | 9.1631 | 7.3803 | Auto | No | Yes | HUB | Yes | 35 | Conventional | PC | ACDG - Li-Ion Hybrid
FC2067 | IHS_ABJ_1036A | FC2067 | FCT-Z1 | Dei Dei/NYSC Camp |  | BEHIND TOMATO MARKET DEI-DEI.ABUJA. | FCT-T2 | Abuja | Abuja | Victor Nwachukwu Uzoma | Godwin Amurawaiye | Johnson Oluwoye | Amwe Angbarity | Francis Chinedu Chukwu | Ian Akwe | Titus Obaje | 20 KVA | ACDG | Outdoor | On Air | P2 | INT-Secondary | INT | 9.0982 | 7.2718 | Auto | No | Yes | BTS | Yes | 36 | Conventional | PC | ACDG - Li-Ion Hybrid
FC0183 | IHS_ABJ_1037A | FC0183 | FCT-Z1 | Zuba/Dakwa Rd | B500 & A658 | ACROSS THE EXPRESS OF GWAGWALADA ZUBA ROAD OPP ZUBA COLLEGE OF EDUCATION. | FCT-T1 | Abuja | Abuja | Saheed Olatunde | Godwin Amurawaiye | Johnson Oluwoye | Amwe Angbarity | Francis Chinedu Chukwu | Ian Akwe | Titus Obaje | 20 KVA | ACDG | Outdoor | On Air | P1 | INT-Secondary | INT | 9.0577 | 7.2016 | Auto | No | Yes | HUB | Yes | 36 | Conventional | PC | ACDG - Li-Ion Hybrid
FC2040 | IHS_ABJ_1039A | FC2040 | FCT-Z2 | Kubwa/Dutse | B500 | OPP MODJULI HOSPITAL PLOT 272 ALONG ROYAL CHAMPIONS ASSEMBLY CHURCH CHIKAKORE BY AZHIN.KUBWA. | FCT-T3 | Abuja | Abuja | Moses Aletagbor | Olabode Obed Kolawole | Johnson Oluwoye | Amwe Angbarity | Ugochukwu Som-Anene | Ian Akwe | Titus Obaje | 27 KVA | ACDG | Outdoor | On Air | P1 | INT-Secondary | INT | 9.1738 | 7.3424 | Manual | No | No | HUB | Yes | 35 | Conventional | Generator Only | ACDG - Conventional
IHS_ABJ_1040A | IHS_ABJ_1040A | FC2057 | Off Air | Off Air | Off Air | Off Air | Off Air | Off Air | Off Air | Off Air | Off Air | Off Air | Amwe Angbarity | Ugochukwu Som-Anene | Ian Akwe | Titus Obaje | 22 KVA | ACDG | Off Air | Off Air | P1 | INT-Secondary | INT | Off Air | Off Air | Off Air | No | No | HUB | Off Air | 35 | Off Air | Off Air | Off Air
FC2008 | IHS_ABJ_1047A | FC2008 | FCT-Z2 | Bwari | B3143 | BEFORE GLOBAL VILLAGE SUITE HOTEL ABIJO STREET BWARI ABUJA. | FCT-T4 | Abuja | Abuja | Ogungbola Adewale Williams | Olabode Obed Kolawole | Johnson Oluwoye | Amwe Angbarity | Ugochukwu Som-Anene | Ian Akwe | Titus Obaje | 20 KVA | ACDG | Outdoor | On Air | P1 | INT-Secondary | INT | 9.2713 | 7.3815 | Auto | No | Yes | HUB | Yes | 35 | Conventional | Grid + PC | ACDG - Grid+Li-Ion Hybrid
FC0234 | IHS_ABJ_1049A | FC0234 | Off Air | Off Air | Off Air | Off Air | Off Air | Off Air | Off Air | Off Air | Off Air | Off Air | Amwe Angbarity | Ugochukwu Som-Anene | Ian Akwe | Titus Obaje | 22 KVA | ACDG | Off Air | Off Air | P1 | INT-Secondary | INT | Off Air | Off Air | Off Air | No | No | Terminal | Off Air | 36 | Off Air | Off Air | Off Air
FC2030 | IHS_ABJ_1054A | FC2030 | FCT-Z1 | Dei Dei/NYSC Camp | B3143 | BESIDE CHIEF PALACE KUKWABA KUBWA.ABUJA. | FCT-T2 | Abuja | Abuja | Victor Nwachukwu Uzoma | Godwin Amurawaiye | Johnson Oluwoye | Amwe Angbarity | Ugochukwu Som-Anene | Ian Akwe | Titus Obaje | 15 KVA | ACDG | Outdoor | On Air | P1 | INT-Secondary | INT | 9.1447 | 7.3214 | Auto | No | Yes | HUB | Yes | 35 | Conventional | PC | ACDG - Li-Ion Hybrid
FC0231 | IHS_ABJ_1057A | FC0231 | FCT-Z1 | Dei Dei/NYSC Camp | B3143 | MADAM EZE COMPOUND BEHIND LIVING FAITH CHURCH SABURI.DEI-DEI.ABUJA. | FCT-T2 | Abuja | Abuja | Victor Nwachukwu Uzoma | Godwin Amurawaiye | Johnson Oluwoye | Amwe Angbarity | Francis Chinedu Chukwu | Ian Akwe | Titus Obaje | 27 KVA | ACDG | Outdoor | On Air | P1 | INT-Secondary | INT | 9.1036 | 7.2847 | Auto | No | Yes | Terminal | Yes | 35 | Conventional | Grid + PC | ACDG - Grid+Li-Ion Hybrid
FC2058 | IHS_ABJ_1058A | FC2058 | Off Air | Off Air | Off Air | Off Air | Off Air | Off Air | Off Air | Off Air | Off Air | Off Air | Amwe Angbarity | Francis Chinedu Chukwu | Ian Akwe | Titus Obaje | 20 KW | DCDG | Off Air | Off Air | P1 | INT-Secondary | INT | Off Air | Off Air | Off Air | No | No | Terminal | Off Air | 35 | Off Air | Off Air | Off Air
FC2071 | IHS_ABJ_1059A | FC2071 | FCT-Z1 | Zuba/Dakwa Rd | B3143 | OPP FC2025 WHICH IS IN DAKOA(DEI-DEI) AFTER DAKOA BRIDGE. | FCT-T1 | Abuja | Abuja | Saheed Olatunde | Godwin Amurawaiye | Johnson Oluwoye | Amwe Angbarity | Francis Chinedu Chukwu | Ian Akwe | Titus Obaje | 15 KVA | ACDG | Outdoor | On Air | P1 | INT-Secondary | INT | 9.1164 | 7.247 | Manual | No | No | HUB | Yes | 36 | Conventional | Generator Only | ACDG - Conventional
FC0233 | IHS_ABJ_1068A | FC0233 | FCT-Z2 | Bwari | B3143 | Before Excellent Kiddies Montessori Academy, Off Kuduru Road, Bwari, Abuja | FCT-T4 | Abuja | Abuja | Ogungbola Adewale Williams | Olabode Obed Kolawole | Johnson Oluwoye | Amwe Angbarity | Ugochukwu Som-Anene | Ian Akwe | Titus Obaje | 15 KVA | ACDG | Outdoor | On Air | P1 | INT-Secondary | INT | 9.2902 | 7.3615 | Manual | No | No | HUB | Yes | 35 | Conventional | Generator Only | ACDG - Conventional
FC2055 | IHS_ABJ_1082A | FC2055 | FCT-Z1 | Zuba/Dakwa Rd | B3143 | LOCATED INSIDE GUO TRANSPORT ZUBA.SULEJA. | FCT-T1 | Abuja | Abuja | Saheed Olatunde | Godwin Amurawaiye | Johnson Oluwoye | Amwe Angbarity | Francis Chinedu Chukwu | Ian Akwe | Titus Obaje | 20 KVA | ACDG | Outdoor | On Air | P1 | INT-Secondary | INT | 9.0893 | 7.2132 | Auto | No | Yes | HUB | Yes | 36 | Conventional | PC | ACDG - Li-Ion Hybrid
FC2061 | IHS_ABJ_1091A | FC2061 | FCT-Z1 | Dei Dei/NYSC Camp | B3143 | Opposite Divine Liberation Assembly 1st Gate, Kagini, Off abuja Zaria Expressway, Abuja | FCT-T2 | Abuja | Abuja | Victor Nwachukwu Uzoma | Godwin Amurawaiye | Johnson Oluwoye | Amwe Angbarity | Francis Chinedu Chukwu | Ian Akwe | Titus Obaje | 15 KVA | ACDG | Outdoor | On Air | P1 | INT-Secondary | INT | 9.135 | 7.2996 | Auto | No | Yes | HUB | Yes | 36 | Conventional | PC | ACDG - Li-Ion Hybrid
FC2025 | IHS_ABJ_1102A | FC2025 | FCT-Z1 | Dei Dei/NYSC Camp | B3143 | ALONG DAKWA ROAD IMMEDIATELY AFTER DAKWA BRIDGE,DEI-DEI.ABUJA. | FCT-T2 | Abuja | Abuja | Victor Nwachukwu Uzoma | Godwin Amurawaiye | Johnson Oluwoye | Amwe Angbarity | Francis Chinedu Chukwu | Ian Akwe | Titus Obaje | 20 KVA | ACDG | Outdoor | On Air | P1 | INT-Secondary | INT | 9.1162 | 7.2539 | Auto | No | Yes | HUB | Yes | 35 | Conventional | PC | ACDG - Li-Ion Hybrid
FC2021 | IHS_ABJ_1107A | FC2021 | FCT-Z1 | Dei Dei/NYSC Camp | B3143 | RIGHT TURN ALONG THE UNTARRED ROAD AFTER THE FIRE SERVICE STATION SABURI,DEI-DEI. | FCT-T2 | Abuja | Abuja | Victor Nwachukwu Uzoma | Godwin Amurawaiye | Johnson Oluwoye | Amwe Angbarity | Francis Chinedu Chukwu | Ian Akwe | Titus Obaje | 27 KVA | ACDG | Outdoor | On Air | P1 | INT-Secondary | INT | 9.1124 | 7.2795 | Auto | No | Yes | HUB | Yes | 35 | Conventional | PC | ACDG - Li-Ion Hybrid
FC2017 | IHS_ABJ_1117A | FC2017 | FCT-Z2 | Kubwa/Dutse | B3143 | Inside Kubwa Model Market, Off Iperindo Close, Kubwa, ABuja | FCT-T3 | Abuja | Abuja | Moses Aletagbor | Olabode Obed Kolawole | Johnson Oluwoye | Amwe Angbarity | Ugochukwu Som-Anene | Ian Akwe | Titus Obaje | 27 KVA | ACDG | Outdoor | On Air | P1 | INT-Secondary | INT | 9.1462 | 7.3618 | Auto | No | Yes | HUB | Yes | 35 | Conventional | PC | ACDG - Li-Ion Hybrid
FC0083 | IHS_ABJ_1134A | FC0083 | FCT-Z2 | Kubwa/Dutse | B3143 | AT SAM NWUNE AVENUE PLOT 216 EXT 3 JUST OPP NIGERIAN PORT AUTHORITY QUARTERS BY GI-GOZIL GARDENS PHASE 2 SITE 2 KUBWA.ABUJA. | FCT-T3 | Abuja | Abuja | Moses Aletagbor | Olabode Obed Kolawole | Johnson Oluwoye | Amwe Angbarity | Ugochukwu Som-Anene | Ian Akwe | Titus Obaje | 27 KVA | ACDG | Outdoor | On Air | P1 | INT-Secondary | INT | 9.1581 | 7.3556 | Auto | Yes | Yes | HUB | Yes | 36 | Conventional | Grid | ACDG - Grid (with BUB)
FC2225 | IHS_ABJ_1154A | FC2225 | FCT-Z1 | Zuba/Dakwa Rd | B3143 & A658 | ALONG IMI MARKT ROAD OFF ZUBA MOTORS SULEJA. | FCT-T1 | Abuja | Abuja | Saheed Olatunde | Godwin Amurawaiye | Johnson Oluwoye | Amwe Angbarity | Francis Chinedu Chukwu | Ian Akwe | Titus Obaje | 15 KVA | ACDG | Outdoor | On Air | P2 | INT-Secondary | INT | 9.0879 | 7.1953 | Manual | No | No | Terminal | Yes | 25 | Conventional | Generator Only | ACDG - Conventional
FC2610 | IHS_ABJ_1199C | IHS_ABJ_1199 | FCT-Z2 | Kubwa/Dutse |  | OFF KUBWA ROAD BEHIND BLACK & WHITE PRY & SEC SCH KUBWA.ABUJA. | FCT-T3 | Abuja | FCT | Moses Aletagbor | Olabode Obed Kolawole | Johnson Oluwoye | Amwe Angbarity | Ugochukwu Som-Anene | Ian Akwe | Titus Obaje | 27 KVA | ACDG | Outdoor | On Air | P3 | INT Collo | INT | 9.1591 | 7.3404 | Auto | No | Yes | BTS | Yes | 40 | Conventional | Grid + PC | ACDG - Grid+Li-Ion Hybrid
FC2688 | IHS_ABJ_1208C | IHS_ABJ_1208 | FCT-Z1 | Dei Dei/NYSC Camp | B3143 | Plot 31 Musa A Ujah Street, Zone E, New Extension, Bazango Pipeline, Kubwa, Anuja | FCT-T2 | Abuja | FCT | Victor Nwachukwu Uzoma | Godwin Amurawaiye | Johnson Oluwoye | Amwe Angbarity | Ugochukwu Som-Anene | Ian Akwe | Titus Obaje | 20 KVA | ACDG | Outdoor | On Air | P2 | INT Collo | INT | 9.1524 | 7.3173 | Auto | No | Yes | BTS | Yes | 25 | Conventional | Grid + Solar + PC | ACDG - Grid+Solar+Li-Ion Hybrid
FC2689 | IHS_ABJ_1209C | IHS_ABJ_1209 | FCT-Z2 | Kubwa/Dutse |  | AFTER CHARIS INTERNATIONAL CHURCH AT NO 10 AKEEM LAWAL STREET BYAZHIN.KUBWA. | FCT-T3 | Abuja | FCT | Moses Aletagbor | Olabode Obed Kolawole | Johnson Oluwoye | Amwe Angbarity | Ugochukwu Som-Anene | Ian Akwe | Titus Obaje | 15 KVA | ACDG | Outdoor | On Air | P1 | INT Collo | INT | 9.1671 | 7.3275 | Auto | No | Yes | HUB | Yes | 25 | Conventional | PC | ACDG - Li-Ion Hybrid
FC2690 | IHS_ABJ_1212C | IHS_ABJ_1212 | FCT-Z2 | Bwari | B3143 | BEFORE FAITH HILL PROPHETIC ASSEMBLY OPP RCCG KING OF GLORY PARISH ALONG SCC ROAD,BWARI.ABUJA. | FCT-T4 | Abuja | FCT | Ogungbola Adewale Williams | Olabode Obed Kolawole | Johnson Oluwoye | Amwe Angbarity | Ugochukwu Som-Anene | Ian Akwe | Titus Obaje | 20 KVA | ACDG | Outdoor | On Air | P2 | INT Collo | INT | 9.278 | 7.3859 | Auto | No | Yes | BTS | Yes | 25 | Conventional | Grid + Solar + PC | ACDG - Grid+Solar+Li-Ion Hybrid
FC2609 | IHS_ABJ_1216C | IHS_ABJ_1216 | FCT-Z2 | Bwari | B3143 | Opposite Plot 207, Zone 3, Phase 2, Angwan Tiv, Ushafa Bwari, Abuja | FCT-T4 | Abuja | FCT | Ogungbola Adewale Williams | Olabode Obed Kolawole | Johnson Oluwoye | Amwe Angbarity | Ugochukwu Som-Anene | Ian Akwe | Titus Obaje | 15 KVA | ACDG | Outdoor | On Air | P3 | INT Collo | INT | 9.2122 | 7.4152 | Auto | No | Yes | BTS | Yes | 25 | Conventional | Solar + PC | ACDG - Solar+Li-Ion Hybrid
FC2840 | IHS_ABJ_1252B | IHS_ABJ_1252 | FCT-Z2 | Kubwa/Dutse |  | Land at L55, John Cardinal Onaiyekan St, Extension 3, Kubwa Area, Kubwa extension, Abuja | FCT-T3 | Abuja | FCT | Moses Aletagbor | Olabode Obed Kolawole | Johnson Oluwoye | Amwe Angbarity | Ugochukwu Som-Anene | Ian Akwe | Titus Obaje | 27 KVA | ACDG | Outdoor | On Air | P1 | IHS Collo | IHSN | 9.1564 | 7.3651 | Auto | Yes | Yes | BTS | Yes | 40 | Conventional | Grid + PC | ACDG - Grid+Li-Ion Hybrid
FC2948 | IHS_ABJ_1257B | IHS_ABJ_1257 | FCT-Z1 | Zuba/Dakwa Rd |  | No 5, EFAB city Estate, Dakwa, Off Dei Dei-Zuba expressway, Abuja | FCT-T1 | Abuja | FCT | Saheed Olatunde | Godwin Amurawaiye | Johnson Oluwoye | Amwe Angbarity | Francis Chinedu Chukwu | Ian Akwe | Titus Obaje | 20 KVA | ACDG | Outdoor | On Air | P3 | IHS Collo | IHSN | 9.1198 | 7.2396 | Manual | No | Yes | BTS | Yes | 35 | Conventional | Generator Only | ACDG - Conventional
FC2827 | IHS_ABJ_1260B | IHS_ABJ_1260 | FCT-Z1 | Dei Dei/NYSC Camp | B3143 | PIPELINE ROAD BY 33 HOTEL KUBWA VILLAGE KUBWA.FCT. | FCT-T2 | Abuja | FCT | Victor Nwachukwu Uzoma | Godwin Amurawaiye | Johnson Oluwoye | Amwe Angbarity | Ugochukwu Som-Anene | Ian Akwe | Titus Obaje | 20 KVA | ACDG | Outdoor | On Air | P4 | IHS Collo | IHSN | 9.1523 | 7.3202 | Auto | No | Yes | BTS | Yes | 20 | Conventional | Grid + Solar + PC | ACDG - Grid+Solar+Li-Ion Hybrid
FC2842 | IHS_ABJ_1262B | IHS_ABJ_1262 | FCT-Z1 | Dei Dei/NYSC Camp |  | Gbazango Extension 3, Zone 4, Behind New Market kubwa, along NYSC road, Kubwa, Abuja | FCT-T2 | Abuja | FCT | Victor Nwachukwu Uzoma | Godwin Amurawaiye | Johnson Oluwoye | Amwe Angbarity | Ugochukwu Som-Anene | Ian Akwe | Titus Obaje | 15 KVA | ACDG | Outdoor | On Air | P3 | IHS Collo | IHSN | 9.1558 | 7.3147 | Auto | No | Yes | BTS | Yes | 25 | Conventional | Grid + Solar + PC | ACDG - Grid+Solar+Li-Ion Hybrid
FC2806 | IHS_ABJ_1299C | IHS_ABJ_1299 | FCT-Z2 | Kubwa/Dutse |  | After Public Service Institute, Duste Alhaji, Off Murtala Mohammed Exressway, Abuja | FCT-T3 | Abuja | Abuja | Moses Aletagbor | Olabode Obed Kolawole | Johnson Oluwoye | Amwe Angbarity | Ugochukwu Som-Anene | Ian Akwe | Titus Obaje | 15 KVA | ACDG | Outdoor | On Air | P3 | INT Collo | INT | 9.1302 | 7.3662 | Auto | No | Yes | BTS | Yes | 25 | Conventional | Solar + PC | ACDG - Solar+Li-Ion Hybrid
FC2823 | IHS_ABJ_1354C | IHS_ABJ_1354 | FCT-Z1 | Dei Dei/NYSC Camp | B3143 | - | FCT-T2 | Abuja | FCT | Victor Nwachukwu Uzoma | Godwin Amurawaiye | Johnson Oluwoye | Amwe Angbarity | Ugochukwu Som-Anene | Ian Akwe | Titus Obaje | No details | No details | Outdoor | On Air | P4 | INT Collo | INT | 9.1471 | 7.314 | Auto | No | No | BTS | Yes | 25 | Non-Conventional | POF Powered | POF Powered
FC2825 | IHS_ABJ_1356C | IHS_ABJ_1356 | FCT-Z1 | Dei Dei/NYSC Camp |  | A Piece of land located Opposite ECWA Church, Kukwaba Market Street, FCT, Abuja. | FCT-T2 | Abuja | Abuja | Victor Nwachukwu Uzoma | Godwin Amurawaiye | Johnson Oluwoye | Amwe Angbarity | Ugochukwu Som-Anene | Ian Akwe | Titus Obaje | 20 KVA | ACDG | not specified | On Air | P4 | INT Collo | INT | 9.1447 | 7.3181 | Auto | No | Yes | BTS | Yes | 25 | Conventional | PC | ACDG - Li-Ion Hybrid
FC3080 | IHS_ABJ_1365C | IHS_ABJ_1365 | FCT-Z2 | Kubwa/Dutse |  | No 19, Adeleye David Crescent, By railway pipeline extension, Kubwa, Abuja | FCT-T3 | Abuja | FCT | Moses Aletagbor | Olabode Obed Kolawole | Johnson Oluwoye | Amwe Angbarity | Ugochukwu Som-Anene | Ian Akwe | Titus Obaje | 20 KW | DCDG | Outdoor | On Air | P2 | INT Collo | INT | 9.1589 | 7.3185 | Manual | No | No | BTS | Yes | 25 | Non-Conventional | Generator Only | DCDG - Deep Cycle
FC3082 | IHS_ABJ_1366C | IHS_ABJ_1366 | FCT-Z2 | Kubwa/Dutse | B3143 | Street Opposite King Daniel Guest Inn, Off Dutse-Bwari Expressway, Bmuko Dutse | FCT-T3 | Abuja | FCT | Moses Aletagbor | Olabode Obed Kolawole | Johnson Oluwoye | Amwe Angbarity | Ugochukwu Som-Anene | Ian Akwe | Titus Obaje | 22 KVA | ACDG | Outdoor | On Air | P1 | INT Collo | INT | 9.1862 | 7.3758 | Manual | No | No | BTS | Yes | 36 | Non-Conventional | Generator Only | DCDG - Deep Cycle
FC3085 | IHS_ABJ_1367C | IHS_ABJ_1367 | FCT-Z2 | Kubwa/Dutse |  | AFTER MAINA GUEST HOUSE ZONE 2 TRANSFORMER NEW JERUSALEM DUTSE MAKARANTA.ABUJA. | FCT-T3 | Abuja | FCT | Moses Aletagbor | Olabode Obed Kolawole | Johnson Oluwoye | Amwe Angbarity | Ugochukwu Som-Anene | Ian Akwe | Titus Obaje | 20 KVA | ACDG | Outdoor | On Air | P4 | INT Collo | INT | 9.17 | 7.3866 | Auto | No | Yes | BTS | Yes | 25 | Conventional | Solar + PC | ACDG - Solar+Li-Ion Hybrid
FC2940 | IHS_ABJ_1420C | IHS_ABJ_1420 | FCT-Z1 | Dei Dei/NYSC Camp |  | BEHIND beiobet hotel saburi,dei-dei.abuja. | FCT-T2 | Abuja | FCT | Victor Nwachukwu Uzoma | Godwin Amurawaiye | Johnson Oluwoye | Amwe Angbarity | Francis Chinedu Chukwu | Ian Akwe | Titus Obaje | 12 KW | DCDG | Outdoor | On Air | P4 | INT Collo | INT | 9.1103 | 7.2846 | Manual | No | No | BTS | Yes | 30 | Conventional | Generator Only | ACDG - Conventional
FC3099 | IHS_ABJ_1434C | IHS_ABJ_1434 | FCT-Z2 | Kubwa/Dutse | B3143 | Bodmas Model Academy, No 1, Rehoboth Road, Byazhin Across, Kubwa, ABuja | FCT-T3 | Abuja | FCT | Moses Aletagbor | Olabode Obed Kolawole | Johnson Oluwoye | Amwe Angbarity | Ugochukwu Som-Anene | Ian Akwe | Titus Obaje | 15 KVA | ACDG | Outdoor | On Air | P4 | INT Collo | INT | 9.1826 | 7.33 | Manual | No | No | BTS | Yes | 25 | Conventional | Generator Only | ACDG - Conventional
FC3100 | IHS_ABJ_1435C | IHS_ABJ_1435C | FCT-Z2 | Kubwa/Dutse |  | Opposite Assemblies of God Church, Obasanjo road, Baupam, Dutse, Abuja | FCT-T3 | Abuja | FCT | Moses Aletagbor | Olabode Obed Kolawole | Johnson Oluwoye | Amwe Angbarity | Ugochukwu Som-Anene | Ian Akwe | Titus Obaje | 20 KVA | ACDG | Outdoor | On Air | P4 | INT Collo | INT | 9.1739 | 7.3907 | Auto | No | Yes | BTS | Yes | 25 | Conventional | Grid + Solar + PC | ACDG - Grid+Solar+Li-Ion Hybrid
FC3063 | IHS_ABJ_1457C | IHS_ABJ_1457 | FCT-Z1 | Dei Dei/NYSC Camp | B3143 | Plot 109, Professor Ikejihena Street, Beside LEA Primary School, Saburi, Dei-Dei, Abuuja | FCT-T2 | Abuja | FCT | Victor Nwachukwu Uzoma | Godwin Amurawaiye | Johnson Oluwoye | Amwe Angbarity | Francis Chinedu Chukwu | Ian Akwe | Titus Obaje | 20 KVA | ACDG | Outdoor | On Air | P4 | INT Collo | INT | 9.1061 | 7.2798 | Manual | No | Yes | BTS | Yes | 35 | Conventional | Generator Only | ACDG - Conventional
FC2837 | IHS_ABJ_1461C | IHS_ABJ_1461 | FCT-Z2 | Kubwa/Dutse | B3143 | ADJACENT EXCELLENT GRADE INTERNATIONAL SCHOOL NO 1 REGGY EMMANUEL ROAD BEFORE MOPOL 50 FHA KUBWA.ABUJA. | FCT-T3 | Abuja | FCT | Moses Aletagbor | Olabode Obed Kolawole | Johnson Oluwoye | Amwe Angbarity | Ugochukwu Som-Anene | Ian Akwe | Titus Obaje | 20 KVA | ACDG | Outdoor | On Air | P3 | INT Collo | INT | 9.1432 | 7.3659 | Auto | No | Yes | BTS | Yes | 35 | Conventional | Grid + Solar + PC | ACDG - Grid+Solar+Li-Ion Hybrid
FC2838 | IHS_ABJ_1474C | IHS_ABJ_1474 | FCT-Z2 | Kubwa/Dutse | B3143 | No 19 Otobo Close, Army Estate, Kubwa, Abuja | FCT-T3 | Abuja | FCT | Moses Aletagbor | Olabode Obed Kolawole | Johnson Oluwoye | Amwe Angbarity | Ugochukwu Som-Anene | Ian Akwe | Titus Obaje | 12 KW | DCDG | Outdoor | On Air | P1 | INT Collo | INT | 9.1504 | 7.3608 | Manual | No | No | HUB | Yes | 40 | Non-Conventional | Generator Only | DCDG - Deep Cycle
FC2839 | IHS_ABJ_1475C | IHS_ABJ_1475 | FCT-Z2 | Kubwa/Dutse |  | No 2, Arochukwu Crescent, Plot 129, Extension 3, Off Gado Nasco expressway, Phase 2, Kubwa | FCT-T3 | Abuja | FCT | Moses Aletagbor | Olabode Obed Kolawole | Johnson Oluwoye | Amwe Angbarity | Ugochukwu Som-Anene | Ian Akwe | Titus Obaje | 15 KVA | ACDG | Outdoor | On Air | P4 | INT Collo | INT | 9.1546 | 7.3585 | Auto | No | Yes | BTS | Yes | 35 | Conventional | Solar + PC | ACDG - Solar+Li-Ion Hybrid
FC3091 | IHS_ABJ_1479C | IHS_ABJ_1479 | FCT-Z1 | Dei Dei/NYSC Camp |  | BEHIND CENTRAL MOSQUE BESIDE ELIZS MODEL SCHOOL GUIDNA BY KUBWA UNCOMPLETED FLYOVER BRIDGE. | FCT-T2 | Abuja | FCT | Victor Nwachukwu Uzoma | Godwin Amurawaiye | Johnson Oluwoye | Amwe Angbarity | Ugochukwu Som-Anene | Ian Akwe | Titus Obaje | 20 KVA | ACDG | Outdoor | On Air | P1 | INT Collo | INT | 9.1246 | 7.3098 | Auto | No | Yes | BTS | Yes | 36 | Conventional | Grid + PC | ACDG - Grid+Li-Ion Hybrid
FC2235 | IHS_ABJ_1668B | IHS_ABJ_1668 | FCT-Z1 | Zuba/Dakwa Rd |  | Plot 7, MT Bakori Avenue, Madalla, Suleja LGA, Niger state | FCT-T1 | Abuja | FCT | Saheed Olatunde | Godwin Amurawaiye | Johnson Oluwoye | Amwe Angbarity | Francis Chinedu Chukwu | Ian Akwe | Titus Obaje | 30 KVA | ACDG | not specified | On Air | P3 | IHS Collo | IHSN | 9.1179 | 7.211 | Manual | No | No | BTS | Yes | 35 | Non-Conventional | Generator Only | DCDG - Deep Cycle
FC2166 | IHS_ABJ_1679B | IHS_ABJ_1679 | FCT-Z2 | Bwari | B3143 | Along Sabon Gari Road, Apiwoju, Bwari, Abuja | FCT-T4 | Abuja | FCT | Ogungbola Adewale Williams | Olabode Obed Kolawole | Johnson Oluwoye | Amwe Angbarity | Ugochukwu Som-Anene | Ian Akwe | Titus Obaje | 20 KVA | ACDG | not specified | On Air | P4 | IHS Collo | IHSN | 9.2557 | 7.3712 | Auto | No | Yes | BTS | Yes | 35 | Conventional | Solar + PC | ACDG - Solar+Li-Ion Hybrid
FC0222 | IHS_ABJ_1781B | IHS_ABJ_1781 | FCT-Z2 | Bwari |  | A piece of land Opposite Holiday Resort, Kuchilo Ijah, Tafa L.G.A Niger State | FCT-T4 | Abuja | Abuja | Ogungbola Adewale Williams | Olabode Obed Kolawole | Johnson Oluwoye | Amwe Angbarity | Ifetola Madaki | Ian Akwe | Titus Obaje | 15 KVA | ACDG | not specified | On Air | P4 | IHS Collo | IHSN | 9.2647 | 7.3267 | Auto | No | Yes | Terminal | Yes | 35 | Conventional | Solar + PC | ACDG - Solar+Li-Ion Hybrid
FC0250 | IHS_ABJ_1789B | IHS_ABJ_1789 | FCT-Z2 | Bwari |  | A Piece of land at 1ST Avenue, Baragone Bwari Area Council, Abuja. | FCT-T4 | Abuja | Abuja | Ogungbola Adewale Williams | Olabode Obed Kolawole | Johnson Oluwoye | Amwe Angbarity | Ifetola Madaki | Ian Akwe | Titus Obaje | 20 KVA | ACDG | not specified | On Air | P4 | IHS Collo | IHSN | 9.3108 | 7.3865 | Auto | No | Yes | Terminal | Yes | 35 | Conventional | Solar + PC | ACDG - Solar+Li-Ion Hybrid
IHS_ABJ_1792 | IHS_ABJ_1792B | IHS_ABJ_1792 | Off Air | Off Air | Off Air | Off Air | Off Air | Off Air | Off Air | Off Air | Off Air | Off Air | Amwe Angbarity | Ifetola Madaki | Ian Akwe | Titus Obaje | 20 KW | DCDG | Off Air | Off Air | P4 | IHS Colo | IHSN | Off Air | Off Air | Off Air | No | No | Terminal | Off Air | 25 | Off Air | Off Air | Off Air
AN0010 | IHS_ANA_1177A | AN0010 | IMO-Z2 | Onitsha Rd |  | Amorka-Ozara Junction, Ozara, Off Onitsha Road, Oru West, Imo state | IMO-T7 | Asaba | Imo | Kingsley Chibuzor | Adesiyun, I Michael | Solomon Oluwole Akinrande | Chris P. Ugochukwu | Chukwuemeka Onwughalu | Olanrewaju Ayoola | Moses Umoke | 20 KVA | ACDG | Outdoor | On Air | P1 | INT-Primary | INT | 5.7489 | 6.8806 | Auto | No | Yes | HUB | Yes | 35 | Conventional | PC | ACDG - Li-Ion Hybrid
KD2227 | IHS_BAD_0001B | IHS_BAD_001 | FCT-Z2 | Bwari |  | ABUJA-KADUNA-ZARIA EXPRESSWAY AZARA VILLAGE,BISHINI DISTRICT KACHIA LGA KADUNA STATE. | FCT-T4 | Abuja | Kaduna | Ogungbola Adewale Williams | Olabode Obed Kolawole | Johnson Oluwoye | Eudurance Ogbuigwe | Lawal Usman | Ian Akwe | Titus Obaje | 15 KVA | ACDG | Outdoor | On Air | P2 | IHS Collo | IHSN | 9.6207 | 7.4585 | Auto | No | Yes | Terminal | Yes [No comms] | 50 | Conventional | Solar + PC | ACDG - Solar+Li-Ion Hybrid
BA0066 | IHS_BAU_0020B | IHS_BAU_020 | PLA-Z1 | Saminaka | A658 | Land at Dakatsalle, Near Central Primary school, Rishi, Toro LGA, Bauchi | PLA-T1 | Abuja | Bauchi | Bamidele Oyewole | Shotunde Musbau | Vincent Ameh | Idegwu Victoria Elofu | Possible Nwosu | Ian Akwe | Titus Obaje | 20 KVA | ACDG | Outdoor | On Air | P3 | IHS Collo | IHSN | 10.4826 | 8.9423 | Auto | No | Yes | BTS | Yes | 70 | Conventional | Solar + PC | ACDG - Solar+Li-Ion Hybrid
BA0088 | IHS_BAU_0028B | BA0028 | PLA-Z1 | Bauchi Road |  | Magama Gumau Town, Jos-Bauchi Rd, Toro LGA, Bauchi state | PLA-T2 | Abuja | Bauchi | Abdullahi Yusuf | Shotunde Musbau | Vincent Ameh | Idegwu Victoria Elofu | Possible Nwosu | Ian Akwe | Titus Obaje | 20 KVA | ACDG | Outdoor | On Air | P3 | IHS Collo | IHSN | 10.0673 | 9.1326 | Auto | No | Yes | BTS | Yes [No comms] | 50 | Conventional | Solar + PC | ACDG - Solar+Li-Ion Hybrid
B2453 | IHS_BAU_0725E | B2453 | Off Air | Off Air | Off Air | Off Air | Off Air | Off Air | Off Air | Off Air | Off Air | Off Air | Idegwu Victoria Elofu | Possible Nwosu | Ian Akwe | Titus Obaje | 13 KVA | ACDG | Off Air | Off Air | P3 | EMTS-SLB 2116 | IHSN | Off Air | Off Air | Off Air | No | No | HUB | Off Air | 60 | Off Air | Off Air | Off Air
B6124 | IHS_BAU_0741E | B6124 | Off Air | Off Air | Off Air | Off Air | Off Air | Off Air | Off Air | Off Air | Off Air | Off Air | Idegwu Victoria Elofu | Possible Nwosu | Ian Akwe | Titus Obaje | 20 KW | DCDG | Off Air | Off Air | P1 | EMTS-SLB 555 | IHSN | Off Air | Off Air | Off Air | No | No | Backbone | Off Air | 70 | Off Air | Off Air | Off Air
T1431 | IHS_BAU_0781A | T1431 | PLA-Z1 | Bauchi Road |  | Panshanu Hilltop, Off Jos-Bauchi road, Pan Shanu, Bauchi state | PLA-T2 | Abuja | Bauchi | Abdullahi Yusuf | Shotunde Musbau | Vincent Ameh | Idegwu Victoria Elofu | Umar Satomi | Ian Akwe | Titus Obaje | 15 KVA | ACDG | Indoor | On Air | P4 | INT-Secondary | INT | 10.095 | 9.2039 | Manual | No | No | BTS | Yes | 40 | Conventional | Generator Only | ACDG - Conventional
T1945 | IHS_BAU_0838A | T1945 | PLA-Z1 | Bauchi Road |  | Behind Toro LG Secretariat, Jos-Bauchi Road, Plateau state | PLA-T2 | Abuja | Bauchi | Abdullahi Yusuf | Shotunde Musbau | Vincent Ameh | Idegwu Victoria Elofu | Umar Satomi | Ian Akwe | Titus Obaje | 15 KVA | ACDG | Outdoor | On Air | P2 | INT-Secondary | INT | 10.0539 | 9.0689 | Auto | No | Yes | BTS | Yes | 36 | Conventional | Solar + PC | ACDG - Solar+Li-Ion Hybrid
BA0017 | IHS_BAU_0867A | BA0017 | PLA-Z1 | Saminaka | B3143 | Beside Central Mosque Gumau, Gumau Town, off Bauchi Rd, Bauchi state | PLA-T1 | Abuja | Bauchi | Bamidele Oyewole | Shotunde Musbau | Vincent Ameh | Idegwu Victoria Elofu | Umar Satomi | Ian Akwe | Titus Obaje | 20 KVA | ACDG | Outdoor | On Air | P1 | INT-Secondary | INT | 10.2549 | 9.0136 | Auto | No | Yes | HUB | Yes | 70 | Conventional | Solar + PC | ACDG - Solar+Li-Ion Hybrid
BA0067 | IHS_BAU_0876A | BA0067 | PLA-Z1 | Saminaka |  | Zalau Town, Bauchi Rd, Bauchi State | PLA-T1 | Abuja | Bauchi | Bamidele Oyewole | Shotunde Musbau | Vincent Ameh | Idegwu Victoria Elofu | Umar Satomi | Ian Akwe | Titus Obaje | 20 KVA | ACDG | Outdoor | On Air | P4 | INT-Secondary | INT | 10.3894 | 9.0113 | Auto | No | Yes | BTS | Yes | 70 | Conventional | Solar + PC | ACDG - Solar+Li-Ion Hybrid
BA0136 | IHS_BAU_0879A | BA0136 | PLA-Z1 | Bauchi Road |  | Toro T Junction, Toro LGA, Jos-Bauchi Road, Plateau state | PLA-T2 | Abuja | Bauchi | Abdullahi Yusuf | Shotunde Musbau | Vincent Ameh | Idegwu Victoria Elofu | Umar Satomi | Ian Akwe | Titus Obaje | 20 KVA | ACDG | Outdoor | On Air | P4 | INT-Secondary | INT | 10.0631 | 9.07 | Auto | No | Yes | BTS | Yes | 45 | Conventional | PC | ACDG - Li-Ion Hybrid
BA0063 | IHS_BAU_0881A | BA0063 | PLA-Z1 | Saminaka | B3143 | Kari Shibi Rahama, Bauchi Rd, Bauchi state | PLA-T1 | Abuja | Bauchi | Bamidele Oyewole | Shotunde Musbau | Vincent Ameh | Idegwu Victoria Elofu | Umar Satomi | Ian Akwe | Titus Obaje | 15 KVA | ACDG | Outdoor | On Air | P1 | INT-Secondary | INT | 10.4523 | 8.76 | Auto | No | Yes | HUB | Yes | 70 | Conventional | Solar + PC | ACDG - Solar+Li-Ion Hybrid
BA0064 | IHS_BAU_0882A | BA0064 | PLA-Z1 | Saminaka | B3143 & A658 | Beside Ward Office, Bauchi Rd, Kwabi, Bauchi state | PLA-T1 | Abuja | Bauchi | Bamidele Oyewole | Shotunde Musbau | Vincent Ameh | Idegwu Victoria Elofu | Umar Satomi | Ian Akwe | Titus Obaje | 20 KVA | ACDG | Outdoor | On Air | P1 | INT-Secondary | INT | 10.4681 | 8.8097 | Auto | No | Yes | HUB | Yes | 70 | Conventional | Solar + PC | ACDG - Solar+Li-Ion Hybrid
BA0065 | IHS_BAU_0884A | BA0065 | PLA-Z1 | Saminaka | B3143 | Wundi Town, Bauchi Rd, Bauchi state | PLA-T1 | Abuja | Bauchi | Bamidele Oyewole | Shotunde Musbau | Vincent Ameh | Idegwu Victoria Elofu | Umar Satomi | Ian Akwe | Titus Obaje | 15 KVA | ACDG | Outdoor | On Air | P1 | INT-Secondary | INT | 10.4764 | 8.9008 | Auto | No | Yes | HUB | Yes | 70 | Conventional | Solar + PC | ACDG - Solar+Li-Ion Hybrid
BA2021 | IHS_BAU_0933C | IHS_BAU_0933C | PLA-Z1 | Saminaka |  |  | PLA-T1 | Abuja | Bauchi | Bamidele Oyewole | Shotunde Musbau | Vincent Ameh | Idegwu Victoria Elofu | Possible Nwosu | Ian Akwe | Titus Obaje | 20 KVA | ACDG | not specified | On Air | P4 | INT Collo | INT | 10.5748 | 9.0254 | Auto | No | No | Terminal | No | 35 | Conventional | PC | ACDG - Li-Ion Hybrid
OG4300 | IHS_IFO_0003B | IHS_IFO_003 | SANGO-Z1 | IFO |  | No. 2, Opeyemi Street, Tipper Junction, Ifo, Behind Babalowo, Ogun State | SANGO-T2 | Lagos | Ogun | Olabode Olalekan | Olajide Olabisi | Ufuoma Gbudje | Chiedozie Oko | Ajibola, Omotola Oluwatumininu | Micheal Oduh | Adanna Akingbohungbe | 22 KVA | ACDG | Outdoor | On Air | P1 | IHS Collo | IHSN | 6.7979 | 3.2001 | Auto | Yes | Yes | Terminal | Yes | 50 | Conventional | Grid + Solar + PC | ACDG - Grid+Solar+Li-Ion Hybrid
OG4301 | IHS_IFO_0004B | IHS_IFO_004 | SANGO-Z1 | IFO |  | 18, Olu-Omo Street, Off Ago-Ilorin Road, Ifo, Ogun State | SANGO-T2 | Lagos | Ogun | Olabode Olalekan | Olajide Olabisi | Ufuoma Gbudje | Chiedozie Oko | Ajibola, Omotola Oluwatumininu | Micheal Oduh | Adanna Akingbohungbe | 20 KVA | ACDG | Outdoor | On Air | P1 | IHS Collo | IHSN | 6.8177 | 3.192 | Auto | No | Yes | HUB | Yes | 50 | Conventional | Solar + PC | ACDG - Solar+Li-Ion Hybrid
OG4559 | IHS_IFO_0005B | IHS_IFO_005 | ABE-Z3 | Ilaro | A-660 | Behind General Hospital Ilaro, Ilaro, Ogun State | ABE-T6 | Lagos | Ogun | Sherrif Adeniran | Victor Nnamdi | Ufuoma Gbudje | Chiedozie Oko | Solomon Olajide | Micheal Oduh | Adanna Akingbohungbe | 33 KVA | ACDG | Outdoor | On Air | P3 | IHS Collo | IHSN | 6.9072 | 3.0216 | Auto | No | Yes | BTS | Yes | 50 | Conventional | Solar + PC | ACDG - Solar+Li-Ion Hybrid
OG4302 | IHS_IFO_0006B | IHS_IFO_006 | ABE-Z2 | Obada | MTN P1 | Off Akamo Road, Ilupeju Araromi Itori - Ewekoro, Ogun State | ABE-T3 | Lagos | Ogun | Olawale Ayodele | Akintoye Olatunji | Ufuoma Gbudje | Chiedozie Oko | Ajibola, Omotola Oluwatumininu | Micheal Oduh | Adanna Akingbohungbe | 20 KVA | ACDG | Outdoor | On Air | P1 | IHS Collo | IHSN | 6.9287 | 3.2191 | Auto | No | Yes | HUB | Yes | 55 | Conventional | Solar + PC | ACDG - Solar+Li-Ion Hybrid
OG5099 | IHS_IFO_0010B | IHS_IFO_010 | SANGO-Z1 | IFO |  | Sogbodile Street, Orile-Ifo, Ifo LGA, Ogun State | SANGO-T2 | Lagos | Ogun | Olabode Olalekan | Olajide Olabisi | Ufuoma Gbudje | Chiedozie Oko | Ajibola, Omotola Oluwatumininu | Micheal Oduh | Adanna Akingbohungbe | 33 KVA | ACDG | Outdoor | On Air | P1 | IHS Collo | IHSN | 6.8248 | 3.1872 | Auto | Yes | Yes | Terminal | Yes | 50 | Conventional | Grid + Solar + PC | ACDG - Grid+Solar+Li-Ion Hybrid
OG5172 | IHS_IFO_0011B | IHS_IFO_011 | SANGO-Z1 | SANGO |  | No. 2, Aiyejimi Str., Agoro Via Ijoko Ota, Ogun State | SANGO-T1 | Lagos | Ogun | Ayokunle Oyedeji | Olajide Olabisi | Ufuoma Gbudje | Chiedozie Oko | Festus Adewuyi | Micheal Oduh | Adanna Akingbohungbe | 20 KVA | ACDG | Outdoor | On Air | P1 | IHS Collo | IHSN | 6.7693 | 3.2454 | Auto | No | Yes | Terminal | Yes | 50 | Conventional | Solar + PC | ACDG - Solar+Li-Ion Hybrid
OG5188 | IHS_IFO_0012B | IHS_IFO_012 | SANGO-Z1 | SANGO | B 500 | Ifesanya Street, Ipamesan Sango, Ogun State | SANGO-T1 | Lagos | Ogun | Ayokunle Oyedeji | Olajide Olabisi | Ufuoma Gbudje | Chiedozie Oko | Festus Adewuyi | Micheal Oduh | Adanna Akingbohungbe | 33 KVA | ACDG | Outdoor | On Air | P1 | IHS Collo | IHSN | 6.7272 | 3.2362 | Auto | Yes | Yes | HUB | Yes | 45 | Conventional | Grid + PC | ACDG - Grid+Li-Ion Hybrid
OG5314 | IHS_IFO_0013B | IHS_IFO_013 | SANGO-Z1 | SANGO |  | Km 3, Sango-Ijoko Express Road, Poultry Bus-stop, Ifo LGA, Ogun State | SANGO-T1 | Lagos | Ogun | Ayokunle Oyedeji | Olajide Olabisi | Ufuoma Gbudje | Chiedozie Oko | Festus Adewuyi | Micheal Oduh | Adanna Akingbohungbe | 20 KVA | ACDG | Outdoor | On Air | P3 | IHS Collo | IHSN | 6.7317 | 3.2559 | Auto | No | Yes | BTS | Yes | 45 | Conventional | Solar + PC | ACDG - Solar+Li-Ion Hybrid
OG4305 | IHS_IJB_0002B | OG1035 | ABE-Z2 | Abeokuta North |  | No 22 Toyin Modupe street, 600M away from lafenwa high school off Aiyetoro road Abeokuta | ABE-T4 | Lagos | Ogun | Tajudeen Kamoru | Akintoye Olatunji | Ufuoma Gbudje | Chiedozie Oko | Ibukunoluwa Oladele | Micheal Oduh | Adanna Akingbohungbe | 33 KVA | ACDG | Outdoor | On Air | P1 | IHS Collo | IHSN | 7.1614 | 3.3114 | Auto | No | Yes | Terminal | Yes | 50 | Conventional | Solar + PC | ACDG - Solar+Li-Ion Hybrid
B1115 | IHS_IMO_0002B | B1115 | Off Air | Off Air | Off Air | Off Air | Off Air | Off Air | Off Air | Off Air | Off Air | Off Air | Chris P. Ugochukwu | Chinwendu Nwanguma | Olanrewaju Ayoola | Moses Umoke | 20 KVA | ACDG | Off Air | Off Air | P1 | IHS Collo | IHSN | Off Air | Off Air | Off Air | No | No | HUB | Off Air | 56 | Off Air | Off Air | Off Air
IM0302 | IHS_IMO_0012B | IM0463 | IMO-Z3 | Amaraku |  | Ngemena Compound, by Amanwozu Junction, Iho Dumeze, Along Owerri Ngugo Highway, Ikeduru LGA, Imo state | IMO-T6 | Asaba | Imo | Azode Martins | Isaiah Joseph | Solomon Oluwole Akinrande | Chris P. Ugochukwu | James Igbode | Olanrewaju Ayoola | Moses Umoke | 15 KVA | ACDG | Outdoor | On Air | P1 | IHS Collo | IHSN | 5.5811 | 7.099 | Auto | No | Yes | HUB | Yes | 50 | Conventional | Solar + PC | ACDG - Solar+Li-Ion Hybrid
IM0057 | IHS_IMO_0021B | B0149 | IMO-Z1 | PH Rd |  | Umunwaku Umudu Olaukwu Autonomous Community, Oforola, Owerri West LGA, Imo state | IMO-T1 | Asaba | Imo | Olayemi Bode | Tunde Oyelowo | Solomon Oluwole Akinrande | Chris P. Ugochukwu | Chinedu Okoronkwo | Olanrewaju Ayoola | Moses Umoke | 20 KVA | ACDG | Outdoor | On Air | P2 | IHS Collo | IHSN | 5.4219 | 6.9254 | Auto | No | Yes | HUB | Yes | 55 | Conventional | Solar + PC | ACDG - Solar+Li-Ion Hybrid
IM0360 | IHS_IMO_0023B | IM0360 | IMO-Z2 | Onitsha Rd |  | Nwuneaka's Compound, Otulu Town, Onitsha Rd, Oru west, Imo state | IMO-T7 | Asaba | Imo | Kingsley Chibuzor | Adesiyun, I Michael | Solomon Oluwole Akinrande | Chris P. Ugochukwu | Emmanuel Okoye | Olanrewaju Ayoola | Moses Umoke | 15 KVA | ACDG | Outdoor | On Air | P4 | IHS Collo | IHSN | 5.7202 | 6.9233 | Auto | No | Yes | BTS | Yes [No comms] | 45 | Conventional | PC | ACDG - Li-Ion Hybrid
IM0365 | IHS_IMO_0024B | IHS_IMO_024 | IMO-Z3 | Amaraku |  | - | IMO-T6 | Asaba | Imo | Azode Martins | Isaiah Joseph | Solomon Oluwole Akinrande | Chris P. Ugochukwu | Emmanuel Okoye | Olanrewaju Ayoola | Moses Umoke | 15 KVA | ACDG | Outdoor | On Air | P1 | IHS Collo | IHSN | 5.7238 | 7.1566 | Manual | No | No | HUB | Yes | 45 | Conventional | Generator Only | ACDG - Conventional
B0047 | IHS_IMO_0026B | B0047 | IMO-Z4 | ORLU |  | Umukuma Eziama, Obaire, Along Nkwerre road, Nkwerre LGA, Imo state | IMO-T8 | Asaba | Imo | Ani Kelvin Ifeanyi | Ohenhen Raymond Igho | Solomon Oluwole Akinrande | Chris P. Ugochukwu | Emmanuel Okoye | Olanrewaju Ayoola | Moses Umoke | 20 KVA | ACDG | Outdoor | On Air | P1 | IHS Collo | IHSN | 5.739 | 7.0788 | Auto | No | Yes | HUB | Yes | 50 | Conventional | Solar + PC | ACDG - Solar+Li-Ion Hybrid
IHS_IMO_027 | IHS_IMO_0027B | IHS_IMO_027 | Off Air | Off Air | Off Air | Off Air | Off Air | Off Air | Off Air | Off Air | Off Air | Off Air | Chris P. Ugochukwu | Emmanuel Okoye | Olanrewaju Ayoola | Moses Umoke | 6.5 KW | DCDG | Off Air | Off Air | Off Air | IHS Collo | IHSN | Off Air | Off Air | Off Air | No | No | HUB | Off Air | 50 | Off Air | Off Air | Off Air
IHS_IMO_028 | IHS_IMO_0028B | IHS_IMO_028 | Off Air | Off Air | Off Air | Off Air | Off Air | Off Air | Off Air | Off Air | Off Air | Off Air | Chris P. Ugochukwu | Chukwuemeka Onwughalu | Olanrewaju Ayoola | Moses Umoke | 20 KVA | ACDG | Off Air | Off Air | Off Air | IHS Collo | IHSN | Off Air | Off Air | Off Air | No | No | HUB | Off Air | 50 | Off Air | Off Air | Off Air
B1392 | IHS_IMO_0030B | B1392 | Off Air | Off Air | Off Air | Off Air | Off Air | Off Air | Off Air | Off Air | Off Air | Off Air | Chris P. Ugochukwu | James Igbode | Olanrewaju Ayoola | Moses Umoke | 15 KVA | ACDG | Off Air | Off Air | P1 | IHS Collo | IHSN | Off Air | Off Air | Off Air | No | No | HUB | Off Air | 50 | Off Air | Off Air | Off Air
IHS_IMO_031 | IHS_IMO_0031B | IHS_IMO_031 | Off Air | Off Air | Off Air | Off Air | Off Air | Off Air | Off Air | Off Air | Off Air | Off Air | Chris P. Ugochukwu | Chukwuemeka Onwughalu | Olanrewaju Ayoola | Moses Umoke | 15 KVA | ACDG | Off Air | Off Air | P1 | IHS Collo | IHSN | Off Air | Off Air | Off Air | No | No | Off Air | Off Air | 50 | Off Air | Off Air | Off Air
B1937 | IHS_IMO_0035B | B1937 | Off Air | Off Air | Off Air | Off Air | Off Air | Off Air | Off Air | Off Air | Off Air | Off Air | Chris P. Ugochukwu | Chukwuemeka Onwughalu | Olanrewaju Ayoola | Moses Umoke | 20 KVA | ACDG | Off Air | Off Air | P4 | IHS Collo | IHSN | Off Air | Off Air | Off Air | No | No | HUB | Off Air | 50 | Off Air | Off Air | Off Air
IHS_IMO_038 | IHS_IMO_0038B | IHS_IMO_038 | Off Air | Off Air | Off Air | Off Air | Off Air | Off Air | Off Air | Off Air | Off Air | Off Air | Chris P. Ugochukwu | James Igbode | Olanrewaju Ayoola | Moses Umoke | No details | No details | Off Air | Off Air | P4 | Off Air | Off Air | Off Air | Off Air | Off Air | No | No | Off Air | Off Air | 50 | Off Air | Off Air | Off Air
IHS_IMO_040 | IHS_IMO_0040B | IHS_IMO_040 | Off Air | Off Air | Off Air | Off Air | Off Air | Off Air | Off Air | Off Air | Off Air | Off Air | Chris P. Ugochukwu | James Igbode | Olanrewaju Ayoola | Moses Umoke | 13 KVA | ACDG | Off Air | Off Air | Off Air | IHS Collo | IHSN | Off Air | Off Air | Off Air | No | No | HUB | Off Air | 50 | Off Air | Off Air | Off Air
IM0436 | IHS_IMO_0042B | IM0436 | IMO-Z4 | OKIGWE | P1 ¦ B3143 ¦A658 | Umuopara Umucheke, Okwe, Onuimo LGA,Imo State | IMO-T9 | Asaba | Imo | Umaru B. Ahmodu | Ohenhen Raymond Igho | Solomon Oluwole Akinrande | Chris P. Ugochukwu | James Igbode | Olanrewaju Ayoola | Moses Umoke | 20 KVA | ACDG | Outdoor | On Air | P1 | IHS Collo | IHSN | 5.7891 | 7.2044 | Auto | No | Yes | HUB | Yes | 50 | Conventional | Solar + PC | ACDG - Solar+Li-Ion Hybrid
IM0449 | IHS_IMO_0044B | IM0449 | IMO-Z2 | Onitsha Rd |  | A piece of land at Eze's palace, Close to Community School, Amaocha Afara, Mbaitoli LGA, Imo state. | IMO-T7 | Asaba | Imo | Kingsley Chibuzor | Adesiyun, I Michael | Solomon Oluwole Akinrande | Chris P. Ugochukwu | Emmanuel Okoye | Olanrewaju Ayoola | Moses Umoke | 20 KVA | ACDG | Outdoor | On Air | P1 | IHS Collo | IHSN | 5.6449 | 6.9515 | Auto | No | Yes | HUB | Yes | 50 | Conventional | Solar + PC | ACDG - Solar+Li-Ion Hybrid
IM0558 | IHS_IMO_0046B | B1102 | IMO-Z1 | PH Rd |  | Along Obazu Girls Secondary School Road, by Tonimas Petrol Station, Owerri-Ngugu Rd, Obilubi Obazu, Mbatitoli LGA, Imo state | IMO-T1 | Asaba | Imo | Olayemi Bode | Tunde Oyelowo | Solomon Oluwole Akinrande | Chris P. Ugochukwu | Chinwendu Nwanguma | Olanrewaju Ayoola | Moses Umoke | 15 KVA | ACDG | Outdoor | On Air | P3 | IHS Collo | IHSN | 5.541 | 7.0705 | Auto | No | Yes | HUB | Yes | 50 | Conventional | PC | ACDG - Li-Ion Hybrid
IM0564 | IHS_IMO_0048B | IM0564 | IMO-Z1 | Aba Rd |  | Ogodo Mpama Egbu, By overcomers Bustop, ,Off Egbu Rd, Owerri, Imo state | IMO-T3 | Asaba | Imo | Olufemi Alade | Tunde Oyelowo | Solomon Oluwole Akinrande | Chris P. Ugochukwu | Telsson Afekhua | Olanrewaju Ayoola | Moses Umoke | 20 KVA | ACDG | Outdoor | On Air | P2 | IHS Collo | IHSN | 5.4741 | 7.0729 | Auto | No | Yes | BTS | Yes | 50 | Conventional | Solar + PC | ACDG - Solar+Li-Ion Hybrid
IM0584 | IHS_IMO_0049B | IM0584 | IMO-Z1 | PH Rd |  | Eze Rich Ngozi Osuji's Palace, Eziokele Autonomous Community, Eziobodo, Owerri West, Imo state | IMO-T1 | Asaba | Imo | Olayemi Bode | Tunde Oyelowo | Solomon Oluwole Akinrande | Chris P. Ugochukwu | Chinedu Okoronkwo | Olanrewaju Ayoola | Moses Umoke | 20 KVA | ACDG | Outdoor | On Air | P4 | IHS Collo | IHSN | 5.3629 | 7.0044 | Auto | No | Yes | BTS | Yes | 50 | Conventional | Solar + PC | ACDG - Solar+Li-Ion Hybrid
IM0585 | IHS_IMO_0050B | IM0585 | IMO-Z1 | PH Rd |  | St Paul's Anglican Church, Mgbiri, Along Port Hacourt Expressway, Ohaji Egbema LGA, Imo state | IMO-T1 | Asaba | Imo | Olayemi Bode | Tunde Oyelowo | Solomon Oluwole Akinrande | Chris P. Ugochukwu | Chinedu Okoronkwo | Olanrewaju Ayoola | Moses Umoke | 15 KVA | ACDG | Outdoor | On Air | P1 | IHS Collo | IHSN | 5.3592 | 6.9532 | Auto | No | Yes | BTS | Yes | 50 | Conventional | Solar + PC | ACDG - Solar+Li-Ion Hybrid
IM0679 | IHS_IMO_0060B | IM0679 | IMO-Z2 | Onitsha Rd |  | CHINAGOROM COMPOUND, UMUDU-URU, NNERIM UDUGBA VILLAGE, ISU L.G.A., IMO STATE | IMO-T7 | Asaba | Imo | Kingsley Chibuzor | Adesiyun, I Michael | Solomon Oluwole Akinrande | Chris P. Ugochukwu | Emmanuel Okoye | Olanrewaju Ayoola | Moses Umoke | 20 KVA | ACDG | Outdoor | On Air | P3 | IHS Collo | IHSN | 5.6792 | 7.0412 | Auto | No | Yes | BTS | Yes | 50 | Conventional | PC | ACDG - Li-Ion Hybrid
IM0425 | IHS_IMO_0065B | IM0425 | IMO-Z1 | Aba Rd |  | Land along Umuene Road, Umuene Obiangwu, Ngor-Okpala LGA, Imo state | IMO-T3 | Asaba | Imo | Olufemi Alade | Tunde Oyelowo | Solomon Oluwole Akinrande | Chris P. Ugochukwu | Telsson Afekhua | Olanrewaju Ayoola | Moses Umoke | 15 KVA | ACDG | Outdoor | On Air | P4 | IHS Collo | IHSN | 5.4439 | 7.162 | Auto | No | Yes | BTS | Yes | 55 | Conventional | Solar + PC | ACDG - Solar+Li-Ion Hybrid
IM0516 | IHS_IMO_0066B | IM0516 | IMO-Z3 | Amaraku |  | Along Anara Ohigwe road, by Madam Charity Bustop, Umuoche Anara, Isiala Mbano LGA, Imo state | IMO-T6 | Asaba | Imo | Azode Martins | Isaiah Joseph | Solomon Oluwole Akinrande | Chris P. Ugochukwu | James Igbode | Olanrewaju Ayoola | Moses Umoke | 20 KVA | ACDG | Outdoor | On Air | P4 | IHS Collo | IHSN | 5.6805 | 7.1605 | Auto | No | Yes | BTS | Yes | 50 | Conventional | Solar + PC | ACDG - Solar+Li-Ion Hybrid
IM0431 | IHS_IMO_0067B | IM0431 | IMO-Z3 | Amaraku |  | Mbeke Autonomous Community, Isiala Mbano LGA, Imo State | IMO-T6 | Asaba | Imo | Azode Martins | Isaiah Joseph | Solomon Oluwole Akinrande | Chris P. Ugochukwu | James Igbode | Olanrewaju Ayoola | Moses Umoke | 15 KVA | ACDG | Outdoor | On Air | P4 | IHS Collo | IHSN | 5.687 | 7.2216 | Auto | No | Yes | BTS | Yes | 55 | Conventional | Solar + PC | ACDG - Solar+Li-Ion Hybrid
IM0693 | IHS_IMO_0068B | IM0693 | IMO-Z1 | PH Rd |  | Umuogbe-Umuagu road, Umuguma Town, Owerri West, Imo state | IMO-T1 | Asaba | Imo | Olayemi Bode | Tunde Oyelowo | Solomon Oluwole Akinrande | Chris P. Ugochukwu | Chinedu Okoronkwo | Olanrewaju Ayoola | Moses Umoke | 20 KVA | ACDG | Outdoor | On Air | P3 | IHS Collo | IHSN | 5.4757 | 6.9693 | Auto | No | Yes | BTS | Yes | 50 | Conventional | Solar + PC | ACDG - Solar+Li-Ion Hybrid
IM0610 | IHS_IMO_0069B | IM0610 | IMO-Z4 | OKIGWE |  | Umuochi Road, Off Enugu/Aba Express way, Okigwe, Imo State | IMO-T9 | Asaba | Imo | Umaru B. Ahmodu | Ohenhen Raymond Igho | Solomon Oluwole Akinrande | Chris P. Ugochukwu | James Igbode | Olanrewaju Ayoola | Moses Umoke | 20 KVA | ACDG | Outdoor | On Air | P4 | IHS Collo | IHSN | 5.8288 | 7.3328 | Auto | No | Yes | BTS | Yes | 50 | Conventional | Solar + PC | ACDG - Solar+Li-Ion Hybrid
IM0620 | IHS_IMO_0073B | IM0620 | IMO-Z1 | Aba Rd |  | No 16, Douglas Rd, Umuchoko, Egbeni Obube, Off Ulakwo, Owerri North, Imo state | IMO-T3 | Asaba | Imo | Olufemi Alade | Tunde Oyelowo | Solomon Oluwole Akinrande | Chris P. Ugochukwu | Telsson Afekhua | Olanrewaju Ayoola | Moses Umoke | 20 KVA | ACDG | Outdoor | On Air | P4 | IHS Collo | IHSN | 5.4183 | 7.1424 | Auto | No | Yes | BTS | Yes | 50 | Conventional | Solar + PC | ACDG - Solar+Li-Ion Hybrid
IM0598 | IHS_IMO_0074B | IM0598 | IMO-Z2 | Onitsha Rd |  | Aboh-Ozara Town, Along Ozara-Amorka Rd, Onitsha Rd, Oru west, Imo state | IMO-T7 | Asaba | Imo | Kingsley Chibuzor | Adesiyun, I Michael | Solomon Oluwole Akinrande | Chris P. Ugochukwu | Chukwuemeka Onwughalu | Olanrewaju Ayoola | Moses Umoke | 15 KVA | ACDG | Outdoor | On Air | P4 | IHS Collo | IHSN | 5.7303 | 6.8512 | Auto | No | Yes | BTS | Yes | 50 | Conventional | Solar + PC | ACDG - Solar+Li-Ion Hybrid
IM0577 | IHS_IMO_0076B | IM0577 | IMO-Z2 | Mbaitolu |  | No 6, Nnanna Igwillo Street, Owerri, Imo state | IMO-T4 | Asaba | Imo | Wisdom Patrick | Adesiyun, I Michael | Solomon Oluwole Akinrande | Chris P. Ugochukwu | Chinwendu Nwanguma | Olanrewaju Ayoola | Moses Umoke | 15 KVA | ACDG | Outdoor | On Air | P3 | IHS Collo | IHSN | 5.5058 | 7.0338 | Auto | No | Yes | BTS | Yes | 50 | Conventional | Solar + PC | ACDG - Solar+Li-Ion Hybrid
IM0568 | IHS_IMO_0077B | IM0568 | IMO-Z1 | Owerri |  | Beside Shoprite, Owerri Shopping Mall, Egbu road, Owerri, Imo state | IMO-T2 | Asaba | Imo | Stephen Nwanze | Tunde Oyelowo | Solomon Oluwole Akinrande | Chris P. Ugochukwu | Chinwendu Nwanguma | Olanrewaju Ayoola | Moses Umoke | 20 KVA | ACDG | Outdoor | On Air | P1 | IHS Collo | IHSN | 5.4766 | 7.0541 | Manual | No | No | BTS | Yes | 50 | Non-Conventional | Generator Only | DCDG - Deep Cycle
IM0695 | IHS_IMO_0081B | IM0695 | Off Air | Off Air | Off Air | Off Air | Off Air | Off Air | Off Air | Off Air | Off Air | Off Air | Chris P. Ugochukwu | Emmanuel Okoye | Olanrewaju Ayoola | Moses Umoke | 6.5 KW | DCDG | Off Air | Off Air | Off Air | IHS Collo | IHSN | Off Air | Off Air | Off Air | No | No | BTS | Off Air | 50 | Off Air | Off Air | Off Air
IM0597 | IHS_IMO_0082B | IM0597 | IMO-Z2 | Onitsha Rd |  | Egbuoma Market, Egbuoma Town, Oguta-Uli Rd, Egboma, Oguta LGA, Imo state | IMO-T7 | Asaba | Imo | Kingsley Chibuzor | Adesiyun, I Michael | Solomon Oluwole Akinrande | Chris P. Ugochukwu | Chukwuemeka Onwughalu | Olanrewaju Ayoola | Moses Umoke | 20 KVA | ACDG | Outdoor | On Air | P4 | IHS Collo | IHSN | 5.7573 | 6.8204 | Auto | No | Yes | BTS | Yes | 50 | Conventional | Solar + PC | ACDG - Solar+Li-Ion Hybrid
IM0696 | IHS_IMO_0093B | IM0696 | IMO-Z3 | Mbaise |  | Along Anyanwu street, Umuorie, Amachara, Avuvu by Nkwo Amachara Market, Umuorie Avuvu, Ikedunu LGA, Imo state | IMO-T5 | Asaba | Imo | Aderoju Monsuru Ademola | Isaiah Joseph | Solomon Oluwole Akinrande | Chris P. Ugochukwu | James Igbode | Olanrewaju Ayoola | Moses Umoke | 15 KVA | ACDG | Outdoor | On Air | P1 | IHS Collo | IHSN | 5.5048 | 7.1772 | Auto | No | Yes | BTS | Yes | 55 | Conventional | Solar + PC | ACDG - Solar+Li-Ion Hybrid
IM0852 | IHS_IMO_0102B | IM0852 | IMO-Z1 | Owerri |  | Behind Dream land Hotel, Off Umuguma Rd, New Owerri, Owerri, Imo state | IMO-T2 | Asaba | Imo | Stephen Nwanze | Tunde Oyelowo | Solomon Oluwole Akinrande | Chris P. Ugochukwu | Chinedu Okoronkwo | Olanrewaju Ayoola | Moses Umoke | 6.5 KW | DCDG | Outdoor | On Air | P2 | IHS Collo | IHSN | 5.4827 | 7.007 | Manual | No | No | BTS | Yes | 45 | Conventional | Generator Only | ACDG - Conventional
IM0860 | IHS_IMO_0105B | IM0860 | IMO-Z1 | Aba Rd |  | Umokoto Mechanic Village Road, Owerri LGA, Imo State | IMO-T3 | Asaba | Imo | Olufemi Alade | Tunde Oyelowo | Solomon Oluwole Akinrande | Chris P. Ugochukwu | Telsson Afekhua | Olanrewaju Ayoola | Moses Umoke | 15 KVA | ACDG | Outdoor | On Air | P1 | IHS Collo | IHSN | 5.4525 | 7.0366 | Auto | No | Yes | BTS | Yes | 50 | Conventional | Solar + PC | ACDG - Solar+Li-Ion Hybrid
IM0861 | IHS_IMO_0106B | IM0861 | IMO-Z1 | Aba Rd |  | Umerim Bustop, Along Nekede-ihiagwu Rd, Nekede, Imo state | IMO-T3 | Asaba | Imo | Olufemi Alade | Tunde Oyelowo | Solomon Oluwole Akinrande | Chris P. Ugochukwu | Telsson Afekhua | Olanrewaju Ayoola | Moses Umoke | 20 KVA | ACDG | Outdoor | On Air | P2 | IHS Collo | IHSN | 5.4401 | 7.0246 | Auto | No | Yes | BTS | Yes | 35 | Conventional | Solar + PC | ACDG - Solar+Li-Ion Hybrid
B0048 | IHS_IMO_0704E | IM5096 | IMO-Z3 | Amaraku |  | UMURIOBE OWALLA AVUVU IKEDURU, IMO STATE. | IMO-T6 | Asaba | Imo | Azode Martins | Isaiah Joseph | Solomon Oluwole Akinrande | Chris P. Ugochukwu | James Igbode | Olanrewaju Ayoola | Moses Umoke | 15 KVA | ACDG | Outdoor | On Air | P4 | EMTS-SLB 2116 | IHSN | 5.5313 | 7.1655 | Manual | No | No | BTS | No | 55 | Conventional | PC | ACDG - Li-Ion Hybrid
B1026 | IHS_IMO_0707E | T4249 | IMO-Z1 | Owerri |  | Aladinma Barracks, Aladinma Housing Estate, Owerri, Imo state | IMO-T2 | Asaba | Imo | Stephen Nwanze | Tunde Oyelowo | Solomon Oluwole Akinrande | Chris P. Ugochukwu | Chinwendu Nwanguma | Olanrewaju Ayoola | Moses Umoke | 13 KVA | ACDG | Outdoor | On Air | P1 | EMTS-SLB 2116 | IHSN | 5.4926 | 7.0483 | Manual | No | No | HUB | Yes | 45 | Conventional | Generator Only | ACDG - Conventional
B1027 | IHS_IMO_0708E | B1027 | Off Air | Off Air | Off Air | Off Air | Off Air | Off Air | Off Air | Off Air | Off Air | Off Air | Chris P. Ugochukwu | Chinedu Okoronkwo | Olanrewaju Ayoola | Moses Umoke | 20 KVA | ACDG | Off Air | Off Air | P1 | EMTS-SLB 2116 | IHSN | Off Air | Off Air | Off Air | No | No | Off Air | Off Air | 45 | Off Air | Off Air | Off Air
B1028 | IHS_IMO_0709E | B1028 | Off Air | Off Air | Off Air | Off Air | Off Air | Off Air | Off Air | Off Air | Off Air | Off Air | Chris P. Ugochukwu | Chinedu Okoronkwo | Olanrewaju Ayoola | Moses Umoke | 12 KW | DCDG | Off Air | Off Air | P1 | EMTS-SLB 2116 | IHSN | Off Air | Off Air | Off Air | No | No | HUB | Off Air | 45 | Off Air | Off Air | Off Air
B1029 | IHS_IMO_0710E | B1029 | IMO-Z2 | Mbaitolu |  | Plot 457, Umudagu Mberi, Orji Layout, Owerri, Imo state | IMO-T4 | Asaba | Imo | Wisdom Patrick | Adesiyun, I Michael | Solomon Oluwole Akinrande | Chris P. Ugochukwu | Chinwendu Nwanguma | Olanrewaju Ayoola | Moses Umoke | 20 KVA | ACDG | Outdoor | On Air | P1 | EMTS-SLB 2116 | IHSN | 5.5154 | 7.0391 | Manual | No | No | Backbone | Yes | 45 | Conventional | Generator Only | ACDG - Conventional
B1031 | IHS_IMO_0712E | B1031 | Off Air | Off Air | Off Air | Off Air | Off Air | Off Air | Off Air | Off Air | Off Air | Off Air | Chris P. Ugochukwu | Telsson Afekhua | Olanrewaju Ayoola | Moses Umoke | 12 KW | DCDG | Off Air | Off Air | P1 | EMTS-SLB 2116 | IHSN | Off Air | Off Air | Off Air | No | No | Backbone | Off Air | 45 | Off Air | Off Air | Off Air
B1038 | IHS_IMO_0718E | B1038 | Off Air | Off Air | Off Air | Off Air | Off Air | Off Air | Off Air | Off Air | Off Air | Off Air | Chris P. Ugochukwu | Emmanuel Okoye | Olanrewaju Ayoola | Moses Umoke | 15 KVA | ACDG | Off Air | Off Air | P3 | EMTS-SLB 2116 | IHSN | Off Air | Off Air | Off Air | No | No | HUB | Off Air | 30 | Off Air | Off Air | Off Air
B1043 | IHS_IMO_0721E | B1043 | Off Air | Off Air | Off Air | Off Air | Off Air | Off Air | Off Air | Off Air | Off Air | Off Air | Chris P. Ugochukwu | Chinwendu Nwanguma | Olanrewaju Ayoola | Moses Umoke | 20 KVA | ACDG | Off Air | Off Air | P1 | EMTS-SLB 2116 | IHSN | Off Air | Off Air | Off Air | No | No | HUB | Off Air | 30 | Off Air | Off Air | Off Air
B1044 | IHS_IMO_0722E | B1044 | IMO-Z1 | PH Rd |  | No 4 Bus Stop,Nekede,Owerri,Imo State | IMO-T1 | Asaba | Imo | Olayemi Bode | Tunde Oyelowo | Solomon Oluwole Akinrande | Chris P. Ugochukwu | Chinedu Okoronkwo | Olanrewaju Ayoola | Moses Umoke | 20 KVA | ACDG | Outdoor | On Air | P1 | EMTS-SLB 2116 | IHSN | 5.4489 | 7.0214 | Auto | No | Yes | HUB | Yes | 30 | Conventional | PC | ACDG - Li-Ion Hybrid
B1088 | IHS_IMO_0723E | B1088 | Off Air | Off Air | Off Air | Off Air | Off Air | Off Air | Off Air | Off Air | Off Air | Off Air | Chris P. Ugochukwu | James Igbode | Olanrewaju Ayoola | Moses Umoke | 6.5 KW | DCDG | Off Air | Off Air | Off Air | EMTS-SLB 2116 | IHSN | Off Air | Off Air | Off Air | No | No | HUB | Off Air | 58 | Off Air | Off Air | Off Air
B1091 | IHS_IMO_0725E | B1091 | IMO-Z4 | ORLU |  | Elder Sunday Anyiam Compound, Durunoko Kindred, Umunachi Nkwerre, Imo State | IMO-T8 | Asaba | Imo | Ani Kelvin Ifeanyi | Ohenhen Raymond Igho | Solomon Oluwole Akinrande | Chris P. Ugochukwu | Emmanuel Okoye | Olanrewaju Ayoola | Moses Umoke | 15 KVA | ACDG | Outdoor | On Air | P1 | EMTS-SLB 2116 | IHSN | 5.7587 | 7.1048 | Auto | No | Yes | HUB | Yes | 58 | Conventional | Solar + PC | ACDG - Solar+Li-Ion Hybrid
B1092 | IHS_IMO_0726E | B1092 | Off Air | Off Air | Off Air | Off Air | Off Air | Off Air | Off Air | Off Air | Off Air | Off Air | Chris P. Ugochukwu | Chinedu Okoronkwo | Olanrewaju Ayoola | Moses Umoke | 12 KW | DCDG | Off Air | Off Air | P2 | EMTS-SLB 2116 | IHSN | Off Air | Off Air | Off Air | No | No | HUB | Off Air | 43 | Off Air | Off Air | Off Air
B1096 | IHS_IMO_0728E | B1096 | Off Air | Off Air | Off Air | Off Air | Off Air | Off Air | Off Air | Off Air | Off Air | Off Air | Chris P. Ugochukwu | James Igbode | Olanrewaju Ayoola | Moses Umoke | 6.5 KW | DCDG | Off Air | Off Air | Off Air | EMTS-SLB 2116 | IHSN | Off Air | Off Air | Off Air | No | No | HUB | Off Air | 40 | Off Air | Off Air | Off Air
B1120 | IHS_IMO_0735E | B1120 | Off Air | Off Air | Off Air | Off Air | Off Air | Off Air | Off Air | Off Air | Off Air | Off Air | Chris P. Ugochukwu | James Igbode | Olanrewaju Ayoola | Moses Umoke | 15 KVA | ACDG | Off Air | Off Air | P4 | EMTS-SLB 2116 | IHSN | Off Air | Off Air | Off Air | No | No | Off Air | Off Air | 45 | Off Air | Off Air | Off Air
T0293 | IHS_IMO_0763A | T0293 | IMO-Z1 | Aba Rd | B600 | Lady carmel Church Compound,Off Mbaise Rd, Emekuku, Imo state | IMO-T3 | Asaba | Imo | Olufemi Alade | Tunde Oyelowo | Solomon Oluwole Akinrande | Chris P. Ugochukwu | Telsson Afekhua | Olanrewaju Ayoola | Moses Umoke | 27 KVA | ACDG | Indoor | On Air | P1 | INT-Primary | INT | 5.4719 | 7.11 | Manual | No | No | NFE | Yes | 54 | Conventional | Generator Only | ACDG - Conventional
T4238 | IHS_IMO_0770A | T4238 | IMO-Z1 | Aba Rd | P1 ¦ B3143 | Beside St John Anglican Church, Naze, by Obiebie Junction, Off Owerri-Aba Rd, Owerri West, Enugu state | IMO-T3 | Asaba | Imo | Olufemi Alade | Tunde Oyelowo | Solomon Oluwole Akinrande | Chris P. Ugochukwu | Telsson Afekhua | Olanrewaju Ayoola | Moses Umoke | 15 KVA | ACDG | Indoor | On Air | P1 | INT-Primary | INT | 5.4419 | 7.07 | Manual | No | No | NFE | Yes | 36 | Conventional | Generator Only | ACDG - Conventional
T4284 | IHS_IMO_0775A | T4284 | IMO-Z2 | Mbaitolu |  | Union Petrol, by Amukohia, Flyover, Owerri - Orlu Rd, Amakohia-Akwakuma, Owerri, Imo state | IMO-T4 | Asaba | Imo | Wisdom Patrick | Adesiyun, I Michael | Solomon Oluwole Akinrande | Chris P. Ugochukwu | Chukwuemeka Onwughalu | Olanrewaju Ayoola | Moses Umoke | 20 KVA | ACDG | Outdoor | On Air | P2 | INT-Primary | INT | 5.5219 | 7.0189 | Auto | No | Yes | BTS | No | 22 | not specified | not specified | not specified
T4263 | IHS_IMO_0778A | T4263 | IMO-Z1 | Owerri |  | Beside Old ITF Building, Imo State University, Owerri, Imo state | IMO-T2 | Asaba | Imo | Stephen Nwanze | Tunde Oyelowo | Solomon Oluwole Akinrande | Chris P. Ugochukwu | Chinwendu Nwanguma | Olanrewaju Ayoola | Moses Umoke | 15 KVA | ACDG | Outdoor | On Air | P3 | INT-Primary | INT | 5.5039 | 7.0461 | Auto | No | Yes | BTS | Yes | 22 | Conventional | Solar + PC | ACDG - Solar+Li-Ion Hybrid
T4247 | IHS_IMO_0786A | T4247 | IMO-Z2 | Mbaitolu |  | Plot 65, Works Layout, Imo state Roundabout, Owerri, Imo state | IMO-T4 | Asaba | Imo | Wisdom Patrick | Adesiyun, I Michael | Solomon Oluwole Akinrande | Chris P. Ugochukwu | Chinwendu Nwanguma | Olanrewaju Ayoola | Moses Umoke | 15 KVA | ACDG | Indoor | On Air | P4 | INT-Primary | INT | 5.5081 | 7.0311 | Manual | No | No | BTS | Yes [No comms] | 25 | Conventional | Generator Only | ACDG - Conventional
T4209 | IHS_IMO_0792A | T4209 | IMO-Z2 | Mbaitolu | B500 | No 7 c, Ama Wire, Old Machine Village, Orji-Okigwe road, Owerri, Imo state | IMO-T4 | Asaba | Imo | Wisdom Patrick | Adesiyun, I Michael | Solomon Oluwole Akinrande | Chris P. Ugochukwu | Chinwendu Nwanguma | Olanrewaju Ayoola | Moses Umoke | 27 KVA | ACDG | Indoor | On Air | P1 | INT-Primary | INT | 5.5211 | 7.0439 | Manual | No | No | NFE | Yes | 36 | Conventional | Generator Only | ACDG - Conventional
T4266 | IHS_IMO_0796A | T4266 | IMO-Z1 | PH Rd | P1 ¦ B3143 ¦ Others | Avu Market | IMO-T1 | Asaba | Imo | Olayemi Bode | Tunde Oyelowo | Solomon Oluwole Akinrande | Chris P. Ugochukwu | Chinedu Okoronkwo | Olanrewaju Ayoola | Moses Umoke | 15 KVA | ACDG | Indoor | On Air | P1 | INT-Primary | INT | 5.4461 | 6.9619 | Manual | No | No | NFE | Yes [No comms] | 36 | Conventional | Generator Only | ACDG - Conventional
T4221 | IHS_IMO_0803A | T4221 | IMO-Z2 | Mbaitolu |  | 1 AFOR IRETE/NDEGWU ROAD IRETE,OWERRI WEST LGA,IMO | IMO-T4 | Asaba | Imo | Wisdom Patrick | Adesiyun, I Michael | Solomon Oluwole Akinrande | Chris P. Ugochukwu | Chukwuemeka Onwughalu | Olanrewaju Ayoola | Moses Umoke | 20 KVA | ACDG | Outdoor | On Air | P1 | INT-Primary | INT | 5.5219 | 6.99 | Auto | No | Yes | NFE | Yes [No comms] | 25 | Conventional | Solar + PC | ACDG - Solar+Li-Ion Hybrid
T4291 | IHS_IMO_0804A | T4291 | IMO-Z1 | PH Rd |  | Baptist Church, Obokwu Obinze, Owerri West, Imo state | IMO-T1 | Asaba | Imo | Olayemi Bode | Tunde Oyelowo | Solomon Oluwole Akinrande | Chris P. Ugochukwu | Chinedu Okoronkwo | Olanrewaju Ayoola | Moses Umoke | 15 KVA | ACDG | Indoor | On Air | P1 | INT-Primary | INT | 5.4119 | 6.96 | Manual | No | No | NFE | Yes | 36 | Conventional | Generator Only | ACDG - Conventional
T4248 | IHS_IMO_0806A | T4248 | IMO-Z1 | Owerri |  | Igwe Allen Okoro Street,Off MCC Umuoba Uratta Road, Owerri, Imo state | IMO-T2 | Asaba | Imo | Stephen Nwanze | Tunde Oyelowo | Solomon Oluwole Akinrande | Chris P. Ugochukwu | Chinwendu Nwanguma | Olanrewaju Ayoola | Moses Umoke | 20 KVA | ACDG | Outdoor | On Air | P4 | INT-Primary | INT | 5.49 | 7.06 | Auto | No | Yes | BTS | Yes | 22 | Conventional | Solar + PC | ACDG - Solar+Li-Ion Hybrid
T4412 | IHS_IMO_0807A | T4412 | IMO-Z4 | OKIGWE |  | HOTEL CHO GENESIS'S PREMISES, OWERRI ROAD, OKIGWE, IMO STATE | IMO-T9 | Asaba | Imo | Umaru B. Ahmodu | Ohenhen Raymond Igho | Solomon Oluwole Akinrande | Chris P. Ugochukwu | James Igbode | Olanrewaju Ayoola | Moses Umoke | 20 KVA | ACDG | Indoor | On Air | P1 | INT-Primary | INT | 5.8211 | 7.3389 | Manual | No | No | HUB | Yes | 36 | Conventional | Generator Only | ACDG - Conventional
T4497 | IHS_IMO_0809A | T4497 | IMO-Z4 | OKIGWE |  | Opposite Alexander Suite Hotel, Along Imo Hotels LANe, Off Umuchima, Ubahu Okigwe, Okigwe LGA, Imo state | IMO-T9 | Asaba | Imo | Umaru B. Ahmodu | Ohenhen Raymond Igho | Solomon Oluwole Akinrande | Chris P. Ugochukwu | James Igbode | Olanrewaju Ayoola | Moses Umoke | 20 KVA | ACDG | Outdoor | On Air | P1 | INT-Primary | INT | 5.8331 | 7.3439 | Auto | No | Yes | HUB | Yes [No comms] | 35 | Conventional | Solar + PC | ACDG - Solar+Li-Ion Hybrid
T4295 | IHS_IMO_0811A | T4295 | IMO-Z2 | Onitsha Rd | P1 | Along Onitsha Road, by Ukworji Junction, Ukowrji-Eziama Obiato, Imo state | IMO-T7 | Asaba | Imo | Kingsley Chibuzor | Adesiyun, I Michael | Solomon Oluwole Akinrande | Chris P. Ugochukwu | Chukwuemeka Onwughalu | Olanrewaju Ayoola | Moses Umoke | 15 KVA | ACDG | Outdoor | On Air | P1 | INT-Primary | INT | 5.6268 | 6.9576 | Manual | No | No | BTS | Yes [No comms] | 35 | Conventional | Generator Only | ACDG - Conventional
T4276 | IHS_IMO_0815A | T4276 | IMO-Z1 | PH Rd | P1 ¦ B3143¦ A73 | Beside Gathering Bible Mission Church, No 4, Bustop Umuejechi, Umalum Nekede, Owerri, Imo state | IMO-T1 | Asaba | Imo | Olayemi Bode | Tunde Oyelowo | Solomon Oluwole Akinrande | Chris P. Ugochukwu | Chinedu Okoronkwo | Olanrewaju Ayoola | Moses Umoke | 27 KVA | ACDG | Indoor | On Air | P1 | INT-Primary | INT | 5.4544 | 7.0219 | Manual | No | No | HUB | Yes | 35 | Conventional | Generator Only | ACDG - Conventional
T4274 | IHS_IMO_0817A | T4274 | IMO-Z3 | Amaraku | B500 | Along Umuri Road, by Amaimo Market, Amaimo, Ikeduru LGA, Imo state | IMO-T6 | Asaba | Imo | Azode Martins | Isaiah Joseph | Solomon Oluwole Akinrande | Chris P. Ugochukwu | James Igbode | Olanrewaju Ayoola | Moses Umoke | 27 KVA | ACDG | Indoor | On Air | P1 | INT-Primary | INT | 5.58 | 7.195 | Manual | No | No | HUB | Yes | 54 | Conventional | Generator Only | ACDG - Conventional
T4277 | IHS_IMO_0825A | T4277 | IMO-Z4 | ORLU |  | AKABO - UMUDARA, ORU EAST L.G.A., IMO STATE | IMO-T8 | Asaba | Imo | Ani Kelvin Ifeanyi | Ohenhen Raymond Igho | Solomon Oluwole Akinrande | Chris P. Ugochukwu | Emmanuel Okoye | Olanrewaju Ayoola | Moses Umoke | 20 KVA | ACDG | Indoor | On Air | P1 | INT-Primary | INT | 5.79 | 6.9561 | Manual | No | No | HUB | Yes [No comms] | 55 | Conventional | Generator Only | ACDG - Conventional
T4315 | IHS_IMO_0828A | T4315 | IMO-Z2 | Mbaitolu |  | St Benignus Church | IMO-T4 | Asaba | Imo | Wisdom Patrick | Adesiyun, I Michael | Solomon Oluwole Akinrande | Chris P. Ugochukwu | Chukwuemeka Onwughalu | Olanrewaju Ayoola | Moses Umoke | 20 KVA | ACDG | Indoor | On Air | P3 | INT-Primary | INT | 5.5389 | 7.04 | Manual | No | No | BTS | Yes | 35 | Conventional | Generator Only | ACDG - Conventional
T4288 | IHS_IMO_0829A | T4288 | IMO-Z1 | Aba Rd |  | Plot of Land at Umorii Village, Urattu, Owerri North, Imo state | IMO-T3 | Asaba | Imo | Olufemi Alade | Tunde Oyelowo | Solomon Oluwole Akinrande | Chris P. Ugochukwu | Telsson Afekhua | Olanrewaju Ayoola | Moses Umoke | 15 KVA | ACDG | Indoor | On Air | P3 | INT-Primary | INT | 5.5011 | 7.0919 | Manual | No | No | BTS | Yes | 35 | Conventional | Generator Only | ACDG - Conventional
T4581 | IHS_IMO_0831A | T4581 | IMO-Z4 | OKIGWE |  | UMUINEM VILLAGE, OKIGWE IMO STATE | IMO-T9 | Asaba | Imo | Umaru B. Ahmodu | Ohenhen Raymond Igho | Solomon Oluwole Akinrande | Chris P. Ugochukwu | James Igbode | Olanrewaju Ayoola | Moses Umoke | 15 KVA | ACDG | Outdoor | On Air | P4 | INT-Primary | INT | 5.8269 | 7.3561 | Auto | No | Yes | BTS | Yes | 25 | Conventional | PC | ACDG - Li-Ion Hybrid
T4313 | IHS_IMO_0833A | T4313 | IMO-Z1 | PH Rd |  | Rokana Crescent, Amakohia, Warehouse Bustop, Owerri,Imo state | IMO-T1 | Asaba | Imo | Olayemi Bode | Tunde Oyelowo | Solomon Oluwole Akinrande | Chris P. Ugochukwu | Chinedu Okoronkwo | Olanrewaju Ayoola | Moses Umoke | 20 KVA | ACDG | Outdoor | On Air | P1 | INT-Primary | INT | 5.4915 | 7.0253 | Auto | No | Yes | HUB | Yes | 36 | Conventional | Solar + PC | ACDG - Solar+Li-Ion Hybrid
T4322 | IHS_IMO_0838A | T4322 | IMO-Z2 | Mbaitolu | P1 ¦ B3143¦ Others | Beside Chozen Church, Owaelu Town,by Nkwo Orji Junction, Along Owerri Ring Road, Imo state | IMO-T4 | Asaba | Imo | Wisdom Patrick | Adesiyun, I Michael | Solomon Oluwole Akinrande | Chris P. Ugochukwu | Chinwendu Nwanguma | Olanrewaju Ayoola | Moses Umoke | 20 KVA | ACDG | Outdoor | On Air | P1 | INT-Primary | INT | 5.5231 | 7.0789 | Auto | No | Yes | NFE | Yes | 35 | Conventional | Solar + PC | ACDG - Solar+Li-Ion Hybrid
T4318 | IHS_IMO_0841A | T4318 | IMO-Z3 | Amaraku | B600 | Along Eneoha Aha Rd, Ihitte Ogwa, Mbaitoli LGA, Imo state | IMO-T6 | Asaba | Imo | Azode Martins | Isaiah Joseph | Solomon Oluwole Akinrande | Chris P. Ugochukwu | James Igbode | Olanrewaju Ayoola | Moses Umoke | 27 KVA | ACDG | Indoor | On Air | P1 | INT-Primary | INT | 5.6189 | 7.0989 | Manual | No | No | NFE | Yes | 54 | Conventional | Generator Only | ACDG - Conventional
T4264 | IHS_IMO_0845A | T4264 | IMO-Z2 | Mbaitolu |  | No 10, Samek road, by Imosu Junction, Off Okigwe road, Owerri, Imo state | IMO-T4 | Asaba | Imo | Wisdom Patrick | Adesiyun, I Michael | Solomon Oluwole Akinrande | Chris P. Ugochukwu | Chinwendu Nwanguma | Olanrewaju Ayoola | Moses Umoke | 15 KVA | ACDG | Outdoor | On Air | P1 | INT-Primary | INT | 5.5081 | 7.0389 | Manual | No | No | HUB | Yes | 22 | Conventional | Generator Only | ACDG - Conventional
T4323 | IHS_IMO_0847A | T4323 | IMO-Z4 | ORLU |  | Umuezeala Ogbaeruru, Off Alhaji Tijani road, Orlu, Orlu LGA, Imo state | IMO-T8 | Asaba | Imo | Ani Kelvin Ifeanyi | Ohenhen Raymond Igho | Solomon Oluwole Akinrande | Chris P. Ugochukwu | Emmanuel Okoye | Olanrewaju Ayoola | Moses Umoke | 15 KVA | ACDG | Outdoor | On Air | P3 | INT-Primary | INT | 5.8311 | 7.025 | Auto | No | Yes | BTS | Yes [No comms] | 35 | Conventional | Solar + PC | ACDG - Solar+Li-Ion Hybrid
T4513 | IHS_IMO_0848A | T4513 | IMO-Z3 | Amaraku |  | Alaenyi Ogwu Village, Off NKwo Orodo Market, Off Orlu-Orodo road, Mbaitoli LGA, Imo state | IMO-T6 | Asaba | Imo | Azode Martins | Isaiah Joseph | Solomon Oluwole Akinrande | Chris P. Ugochukwu | James Igbode | Olanrewaju Ayoola | Moses Umoke | 15 KVA | ACDG | Indoor | On Air | P1 | INT-Primary | INT | 5.6481 | 7.08 | Manual | No | No | BTS | Yes | 54 | Conventional | Generator Only | ACDG - Conventional
T4379 | IHS_IMO_0851A | T4379 | Off Air | Off Air | Off Air | Off Air | Off Air | Off Air | Off Air | Off Air | Off Air | Off Air | Chris P. Ugochukwu | Chukwuemeka Onwughalu | Olanrewaju Ayoola | Moses Umoke | 12 KW | DCDG | Off Air | Off Air | P4 | INT-Primary | INT | Off Air | Off Air | Off Air | No | Yes | BTS | Off Air | 55 | Off Air | Off Air | Off Air
T4362 | IHS_IMO_0855A | T4362 | IMO-Z3 | Amaraku |  | Along Nwangele Orlu road, By St Peters Bustop, Umuobi Isiala, Umuozu, Nwangele LGA, Imo state | IMO-T6 | Asaba | Imo | Azode Martins | Isaiah Joseph | Solomon Oluwole Akinrande | Chris P. Ugochukwu | Emmanuel Okoye | Olanrewaju Ayoola | Moses Umoke | 12 KW | DCDG | Outdoor | On Air | P4 | INT-Primary | INT | 5.7161 | 7.1331 | Manual | No | No | BTS | Yes | 54 | Conventional | Generator Only | ACDG - Conventional
T4287 | IHS_IMO_0859A | T4287 | IMO-Z2 | Onitsha Rd |  | Umuaka Roundabout, Orlu-Owerri road, Njaba LGA, Imo state | IMO-T7 | Asaba | Imo | Kingsley Chibuzor | Adesiyun, I Michael | Solomon Oluwole Akinrande | Chris P. Ugochukwu | Emmanuel Okoye | Olanrewaju Ayoola | Moses Umoke | 15 KVA | ACDG | Outdoor | On Air | P2 | INT-Primary | INT | 5.67 | 7.015 | Auto | No | Yes | HUB | Yes | 54 | Conventional | PC | ACDG - Li-Ion Hybrid
T4275 | IHS_IMO_0864A | B1093 | IMO-Z2 | Mbaitolu |  | Opposite Eze Eze Asor's Palace, By God is Great Shopping Plaza, Ogbafu Market, Obudi-Agwa ,Ohuta LGA, Imo state | IMO-T4 | Asaba | Imo | Wisdom Patrick | Adesiyun, I Michael | Solomon Oluwole Akinrande | Chris P. Ugochukwu | Chukwuemeka Onwughalu | Olanrewaju Ayoola | Moses Umoke | 20 KVA | ACDG | Outdoor | On Air | P2 | INT-Primary | INT | 5.5539 | 6.8931 | Auto | No | No | HUB | Yes [No comms] | 54 | Conventional | PC | ACDG - Li-Ion Hybrid
T4556 | IHS_IMO_0868A | T4556 | IMO-Z4 | ORLU |  | Behind St Mary Seminary School, Umuowa, Orlu LGA, Imo state | IMO-T8 | Asaba | Imo | Ani Kelvin Ifeanyi | Ohenhen Raymond Igho | Solomon Oluwole Akinrande | Chris P. Ugochukwu | Emmanuel Okoye | Olanrewaju Ayoola | Moses Umoke | 20 KVA | ACDG | Indoor | On Air | P2 | INT-Primary | INT | 5.7611 | 7.0269 | Manual | No | No | NFE | Yes | 54 | Conventional | Generator Only | ACDG - Conventional
T4253 | IHS_IMO_0869A | T4253 | IMO-Z3 | Amaraku |  | ELUAMA UMUDURU IN EZIKE NNENATOR NWAFOR AUTOMOMOUS COMMUNITY, ISIALA MBANO L..A., IMO STATE. | IMO-T6 | Asaba | Imo | Azode Martins | Isaiah Joseph | Solomon Oluwole Akinrande | Chris P. Ugochukwu | James Igbode | Olanrewaju Ayoola | Moses Umoke | 20 KVA | ACDG | Outdoor | On Air | P4 | INT-Primary | INT | 5.7339 | 7.2019 | Auto | No | Yes | BTS | Yes | 55 | Conventional | Solar + PC | ACDG - Solar+Li-Ion Hybrid
T4587 | IHS_IMO_0871A | B2628 | IMO-Z4 | OKIGWE |  | OHANEJE'S PLOT, UBAHU ROAD, OKIGWE IMO STATE | IMO-T9 | Asaba | Imo | Umaru B. Ahmodu | Ohenhen Raymond Igho | Solomon Oluwole Akinrande | Chris P. Ugochukwu | James Igbode | Olanrewaju Ayoola | Moses Umoke | 15 KVA | ACDG | Outdoor | On Air | P1 | INT-Primary | INT | 5.8419 | 7.3431 | Auto | No | Yes | HUB | Yes | 60 | Conventional | PC | ACDG - Li-Ion Hybrid
T4368 | IHS_IMO_0874A | T4368 | IMO-Z1 | Owerri |  | Federal Poly Rd, Umudiba, Off Nekede Rd, Matrnity buustop, Owerri west, Imo state | IMO-T2 | Asaba | Imo | Stephen Nwanze | Tunde Oyelowo | Solomon Oluwole Akinrande | Chris P. Ugochukwu | Telsson Afekhua | Olanrewaju Ayoola | Moses Umoke | 20 KVA | ACDG | Outdoor | On Air | P2 | INT-Primary | INT | 5.4439 | 7.035 | Auto | No | Yes | BTS | Yes | 46 | Conventional | PC | ACDG - Li-Ion Hybrid
T4260 | IHS_IMO_0876A | T4260 | IMO-Z1 | Owerri | P1 ¦ B3143¦ Others | Mpama Egbu, by Water reservoir Bustop, Off Egbu rd, Owerri, Imo state | IMO-T2 | Asaba | Imo | Stephen Nwanze | Tunde Oyelowo | Solomon Oluwole Akinrande | Chris P. Ugochukwu | Chinwendu Nwanguma | Olanrewaju Ayoola | Moses Umoke | 20 KVA | ACDG | Outdoor | On Air | P1 | INT-Primary | INT | 5.4769 | 7.0681 | Auto | No | Yes | HUB | Yes | 46 | Conventional | PC | ACDG - Li-Ion Hybrid
T4256 | IHS_IMO_0877A | T4256 | IMO-Z1 | Owerri | P1 ¦ B3143 | No 16, Ivory land, Ugwu Orji, Owerri, Imo state | IMO-T2 | Asaba | Imo | Stephen Nwanze | Tunde Oyelowo | Solomon Oluwole Akinrande | Chris P. Ugochukwu | Chinwendu Nwanguma | Olanrewaju Ayoola | Moses Umoke | 15 KVA | ACDG | Indoor | On Air | P1 | INT-Primary | INT | 5.5161 | 7.0489 | Manual | No | No | NFE | Yes | 25 | Conventional | Generator Only | ACDG - Conventional
T4282 | IHS_IMO_0878A | T4282 | IMO-Z1 | Owerri |  | Presbytarian Church, Aladinma, owerri, Imo state | IMO-T2 | Asaba | Imo | Stephen Nwanze | Tunde Oyelowo | Solomon Oluwole Akinrande | Chris P. Ugochukwu | Chinwendu Nwanguma | Olanrewaju Ayoola | Moses Umoke | 15 KVA | ACDG | Indoor | On Air | P1 | INT-Primary | INT | 5.5019 | 7.0489 | Manual | No | No | HUB | Yes | 25 | Conventional | Generator Only | ACDG - Conventional
T4584 | IHS_IMO_0879A | T4584 | IMO-Z4 | OKIGWE | P1 ¦ B3143 | 1B, UMUEZEGEM ROAD, OKIGWE, IMO STATE | IMO-T9 | Asaba | Imo | Umaru B. Ahmodu | Ohenhen Raymond Igho | Solomon Oluwole Akinrande | Chris P. Ugochukwu | James Igbode | Olanrewaju Ayoola | Moses Umoke | 15 KVA | ACDG | Outdoor | On Air | P1 | INT-Primary | INT | 5.825 | 7.35 | Manual | No | No | HUB | Yes | 46 | Conventional | Generator Only | ACDG - Conventional
T4319 | IHS_IMO_0880A | T4319 | IMO-Z1 | Aba Rd |  | Gigla Hostel, Off Basic Junction, Umoma Nekede, Nekede-Iheagwa road, Owerri West, Imo state | IMO-T3 | Asaba | Imo | Olufemi Alade | Tunde Oyelowo | Solomon Oluwole Akinrande | Chris P. Ugochukwu | Chinedu Okoronkwo | Olanrewaju Ayoola | Moses Umoke | 27 KVA | ACDG | Indoor | On Air | P1 | INT-Primary | INT | 5.4239 | 7.0169 | Manual | No | No | HUB | Yes [No comms] | 36 | Conventional | Generator Only | ACDG - Conventional
T4220 | IHS_IMO_0881A | T4220 | IMO-Z1 | PH Rd |  | New General Hospital Junction, Along Por Hacourt Rd, Adjacent ABM Global Petrol station, Owerri, Imo state | IMO-T1 | Asaba | Imo | Olayemi Bode | Tunde Oyelowo | Solomon Oluwole Akinrande | Chris P. Ugochukwu | Chinedu Okoronkwo | Olanrewaju Ayoola | Moses Umoke | 20 KVA | ACDG | Outdoor | On Air | P1 | INT-Primary | INT | 5.465 | 7.0031 | Auto | No | Yes | HUB | Yes | 36 | Conventional | Solar + PC | ACDG - Solar+Li-Ion Hybrid
T4259 | IHS_IMO_0882A | T4259 | IMO-Z3 | Amaraku |  | Orie Amakohia | IMO-T6 | Asaba | Imo | Azode Martins | Isaiah Joseph | Solomon Oluwole Akinrande | Chris P. Ugochukwu | James Igbode | Olanrewaju Ayoola | Moses Umoke | 15 KVA | ACDG | Outdoor | On Air | P4 | INT-Primary | INT | 5.55 | 7.1661 | Auto | No | Yes | BTS | Yes | 54 | Conventional | PC | ACDG - Li-Ion Hybrid
T4310 | IHS_IMO_0883A | T4310 | IMO-Z1 | Owerri |  | Plot 5, Mbonu Ojike Street, Ikenegbu, Owerri, Imo State. | IMO-T2 | Asaba | Imo | Stephen Nwanze | Tunde Oyelowo | Solomon Oluwole Akinrande | Chris P. Ugochukwu | Chinwendu Nwanguma | Olanrewaju Ayoola | Moses Umoke | 15 KVA | ACDG | Outdoor | On Air | P1 | INT-Primary | INT | 5.4931 | 7.035 | Auto | No | Yes | HUB | Yes | 25 | Conventional | PC | ACDG - Li-Ion Hybrid
T4352 | IHS_IMO_0887A | T4352 | IMO-Z4 | ORLU |  | Orlu Road Nkwere | IMO-T8 | Asaba | Imo | Ani Kelvin Ifeanyi | Ohenhen Raymond Igho | Solomon Oluwole Akinrande | Chris P. Ugochukwu | Emmanuel Okoye | Olanrewaju Ayoola | Moses Umoke | 20 KVA | ACDG | Outdoor | On Air | P3 | INT-Primary | INT | 5.7631 | 7.0931 | Auto | No | Yes | NFE | Yes | 46 | Conventional | PC | ACDG - Li-Ion Hybrid
T4251 | IHS_IMO_0890A | T4251 | IMO-Z2 | Mbaitolu |  | - | IMO-T4 | Asaba | Imo | Wisdom Patrick | Adesiyun, I Michael | Solomon Oluwole Akinrande | Chris P. Ugochukwu | Chukwuemeka Onwughalu | Olanrewaju Ayoola | Moses Umoke | 20 KVA | ACDG | Outdoor | On Air | P3 | INT-Primary | INT | 5.515 | 7.0161 | Auto | No | Yes | BTS | Yes | 25 | Conventional | Solar + PC | ACDG - Solar+Li-Ion Hybrid
T4324 | IHS_IMO_0891A | T4324 | IMO-Z4 | ORLU |  | Okporo Road Umuofeke | IMO-T8 | Asaba | Imo | Ani Kelvin Ifeanyi | Ohenhen Raymond Igho | Solomon Oluwole Akinrande | Chris P. Ugochukwu | Emmanuel Okoye | Olanrewaju Ayoola | Moses Umoke | 20 KVA | ACDG | Outdoor | On Air | P2 | INT-Primary | INT | 5.7946 | 7.0123 | Auto | No | Yes | BTS | Yes | 54 | Conventional | PC | ACDG - Li-Ion Hybrid
T4330 | IHS_IMO_0900A | T4330 | Off Air | Off Air | Off Air | Off Air | Off Air | Off Air | Off Air | Off Air | Off Air | Off Air | Chris P. Ugochukwu | Chinedu Okoronkwo | Olanrewaju Ayoola | Moses Umoke | 20 KVA | ACDG | Off Air | Off Air | P1 | INT-Primary | INT | Off Air | Off Air | Off Air | No | No | BTS | Off Air | 54 | Off Air | Off Air | Off Air
T4327 | IHS_IMO_0905A | T4327 | IMO-Z4 | ORLU |  | Eke Ezeachi market, Nkere Rd, Orlu LGA, imo state | IMO-T8 | Asaba | Imo | Ani Kelvin Ifeanyi | Ohenhen Raymond Igho | Solomon Oluwole Akinrande | Chris P. Ugochukwu | Emmanuel Okoye | Olanrewaju Ayoola | Moses Umoke | 15 KVA | ACDG | Outdoor | On Air | P3 | INT-Primary | INT | 5.7681 | 7.0619 | Auto | No | Yes | NFE | Yes | 36 | Conventional | PC | ACDG - Li-Ion Hybrid
T4582 | IHS_IMO_0908A | T4582 | IMO-Z4 | OKIGWE |  | IKPEZE ROAD, UMULOLO, OKIGWE, IMO STATE | IMO-T9 | Asaba | Imo | Umaru B. Ahmodu | Ohenhen Raymond Igho | Solomon Oluwole Akinrande | Chris P. Ugochukwu | James Igbode | Olanrewaju Ayoola | Moses Umoke | 27 KVA | ACDG | Indoor | On Air | P1 | INT-Primary | INT | 5.8191 | 7.3267 | Manual | No | No | HUB | Yes | 55 | Conventional | Generator Only | ACDG - Conventional
T4585 | IHS_IMO_0909A | T4585 | IMO-Z4 | OKIGWE |  | After Chydom Hotel, Along Umuokpara-Ogii road, Okigwe toan, Okigwe LGA, Imo state | IMO-T9 | Asaba | Imo | Umaru B. Ahmodu | Ohenhen Raymond Igho | Solomon Oluwole Akinrande | Chris P. Ugochukwu | James Igbode | Olanrewaju Ayoola | Moses Umoke | 15 KVA | ACDG | Outdoor | On Air | P1 | INT-Primary | INT | 5.815 | 7.3511 | Manual | No | No | HUB | Yes | 36 | Conventional | Generator Only | ACDG - Conventional
T4311 | IHS_IMO_0911A | T4311 | IMO-Z3 | Amaraku | P1 ¦ B3143 | UMUOPARA DIBIA ROAD, OKOHIA IN ISIALA MBANO L.G.A. IMO STATE | IMO-T6 | Asaba | Imo | Azode Martins | Isaiah Joseph | Solomon Oluwole Akinrande | Chris P. Ugochukwu | James Igbode | Olanrewaju Ayoola | Moses Umoke | 15 KVA | ACDG | Indoor | On Air | P1 | INT-Primary | INT | 5.69 | 7.1961 | Auto | No | Yes | HUB | Yes | 54 | Conventional | Solar + PC | ACDG - Solar+Li-Ion Hybrid
T4576 | IHS_IMO_0912A | T4576 | IMO-Z4 | OKIGWE |  | AMURO-OBILEKPA, IMO STATE | IMO-T9 | Asaba | Imo | Umaru B. Ahmodu | Ohenhen Raymond Igho | Solomon Oluwole Akinrande | Chris P. Ugochukwu | James Igbode | Olanrewaju Ayoola | Moses Umoke | 20 KVA | ACDG | Outdoor | On Air | P2 | INT-Primary | INT | 5.8117 | 7.3446 | Auto | No | Yes | Terminal | Yes | 46 | Conventional | PC | ACDG - Li-Ion Hybrid
T4512 | IHS_IMO_0914A | T4512 | IMO-Z4 | OKIGWE |  | Isiekenesi Ideato | IMO-T9 | Asaba | Imo | Umaru B. Ahmodu | Ohenhen Raymond Igho | Solomon Oluwole Akinrande | Chris P. Ugochukwu | Emmanuel Okoye | Olanrewaju Ayoola | Moses Umoke | 15 KVA | ACDG | Indoor | On Air | P1 | INT-Primary | INT | 5.7951 | 7.1284 | Manual | No | No | BTS | Yes | 55 | Conventional | Generator Only | ACDG - Conventional
T4257 | IHS_IMO_0916A | T4257 | IMO-Z2 | Mbaitolu |  | Anorom Str Area M | IMO-T4 | Asaba | Imo | Wisdom Patrick | Adesiyun, I Michael | Solomon Oluwole Akinrande | Chris P. Ugochukwu | Chukwuemeka Onwughalu | Olanrewaju Ayoola | Moses Umoke | 20 KVA | ACDG | Indoor | On Air | P4 | INT-Primary | INT | 5.5281 | 7.0461 | Manual | No | No | BTS | Yes | 25 | Conventional | Generator Only | ACDG - Conventional
T4344 | IHS_IMO_0920A | B2691 | IMO-Z3 | Amaraku |  | Behind Afor Amauzau Market, Along Amauzani-Orlu road, by Amaraku Junction, Amauzani, Isiala Mbano LGA, Imo state | IMO-T6 | Asaba | Imo | Azode Martins | Isaiah Joseph | Solomon Oluwole Akinrande | Chris P. Ugochukwu | James Igbode | Olanrewaju Ayoola | Moses Umoke | 15 KVA | ACDG | Outdoor | On Air | P1 | INT-Primary | INT | 5.6661 | 7.1061 | Auto | No | No | HUB | Yes | 55 | Conventional | Solar + PC | ACDG - Solar+Li-Ion Hybrid
T4202 | IHS_IMO_0922A | T4202 | IMO-Z1 | Owerri |  | Along Zandar Street, Off Christ Church road, By Fire Service station, Owerri, Imo state | IMO-T2 | Asaba | Imo | Stephen Nwanze | Tunde Oyelowo | Solomon Oluwole Akinrande | Chris P. Ugochukwu | Chinwendu Nwanguma | Olanrewaju Ayoola | Moses Umoke | 15 KVA | ACDG | Indoor | On Air | P2 | INT-Primary | INT | 5.4819 | 7.0381 | Manual | No | No | BTS | Yes | 25 | Conventional | Generator Only | ACDG - Conventional
T4217 | IHS_IMO_0928A | T4217 | IMO-Z2 | Mbaitolu |  | Plot 59, Sylvester Nkwocha St,Off Works Layout, Imo state | IMO-T4 | Asaba | Imo | Wisdom Patrick | Adesiyun, I Michael | Solomon Oluwole Akinrande | Chris P. Ugochukwu | Chinwendu Nwanguma | Olanrewaju Ayoola | Moses Umoke | 20 KVA | ACDG | Outdoor | On Air | P1 | INT-Primary | INT | 5.5119 | 7.035 | Manual | No | No | BTS | Yes | 55 | Conventional | Generator Only | ACDG - Conventional
T4372 | IHS_IMO_0929A | T4372 | IMO-Z1 | PH Rd |  | Nzekwe's Compound, Umuanunu Autonomous Community, Owerri West, Imo state | IMO-T1 | Asaba | Imo | Olayemi Bode | Tunde Oyelowo | Solomon Oluwole Akinrande | Chris P. Ugochukwu | Chinedu Okoronkwo | Olanrewaju Ayoola | Moses Umoke | 15 KVA | ACDG | Outdoor | On Air | P1 | INT-Primary | INT | 5.4039 | 6.97 | Manual | No | No | NFE | Yes | 55 | Conventional | Generator Only | ACDG - Conventional
T4391 | IHS_IMO_0931A | T4391 | IMO-Z1 | Aba Rd |  | Eke Umunama Umuanyim | IMO-T3 | Asaba | Imo | Olufemi Alade | Tunde Oyelowo | Solomon Oluwole Akinrande | Chris P. Ugochukwu | Chinedu Okoronkwo | Olanrewaju Ayoola | Moses Umoke | 15 KVA | ACDG | Outdoor | On Air | P4 | INT-Primary | INT | 5.275 | 7.025 | Manual | No | No | BTS | Yes [No comms] | 55 | Conventional | Generator Only | ACDG - Conventional
T4218 | IHS_IMO_0932A | T4218 | IMO-Z1 | Aba Rd |  | Ishiuzo Road, Off Road Safety Junction, Mbaise Rd, Owerri, Imo state | IMO-T3 | Asaba | Imo | Olufemi Alade | Tunde Oyelowo | Solomon Oluwole Akinrande | Chris P. Ugochukwu | Telsson Afekhua | Olanrewaju Ayoola | Moses Umoke | 27 KVA | ACDG | Outdoor | On Air | P1 | INT-Primary | INT | 5.4689 | 7.0789 | Auto | No | Yes | HUB | Yes | 36 | Conventional | PC | ACDG - Li-Ion Hybrid
T4239 | IHS_IMO_0933A | T4239 | IMO-Z1 | Owerri |  | No 20, Umuahu street, Off Orji-Okigwe road, Owerri, Imo state | IMO-T2 | Asaba | Imo | Stephen Nwanze | Tunde Oyelowo | Solomon Oluwole Akinrande | Chris P. Ugochukwu | Chinwendu Nwanguma | Olanrewaju Ayoola | Moses Umoke | 20 KVA | ACDG | Outdoor | On Air | P2 | INT-Primary | INT | 5.5211 | 7.0519 | Manual | No | No | NFE | Yes | 36 | Conventional | Generator Only | ACDG - Conventional
T4357 | IHS_IMO_0936A | T4357 | IMO-Z1 | PH Rd |  | Federal University of Technology, Owerri Back Gate, FUTO-Iheagwa road, Umuchima, Iheagwa, Owerri West,Imo state | IMO-T1 | Asaba | Imo | Olayemi Bode | Tunde Oyelowo | Solomon Oluwole Akinrande | Chris P. Ugochukwu | Chinedu Okoronkwo | Olanrewaju Ayoola | Moses Umoke | 15 KVA | ACDG | Outdoor | On Air | P1 | INT-Primary | INT | 5.3961 | 7.01 | Manual | No | No | HUB | Yes | 36 | Conventional | Generator Only | ACDG - Conventional
T4340 | IHS_IMO_0938A | T4340 | IMO-Z2 | Onitsha Rd |  | Egbuoma Community, University Road, Egbuoma Oguta, Oguta LGA, Imo state | IMO-T7 | Asaba | Imo | Kingsley Chibuzor | Adesiyun, I Michael | Solomon Oluwole Akinrande | Chris P. Ugochukwu | Chukwuemeka Onwughalu | Olanrewaju Ayoola | Moses Umoke | 20 KVA | ACDG | Outdoor | On Air | P4 | INT-Primary | INT | 5.745 | 6.8269 | Auto | No | Yes | BTS | Yes | 55 | Conventional | Solar + PC | ACDG - Solar+Li-Ion Hybrid
T4766 | IHS_IMO_0939A | T4766 | IMO-Z1 | Aba Rd |  | New Dawn Hostel, Nekede, Off Owerri Ring road, Owerri West, Imo state | IMO-T3 | Asaba | Imo | Olufemi Alade | Tunde Oyelowo | Solomon Oluwole Akinrande | Chris P. Ugochukwu | Chinedu Okoronkwo | Olanrewaju Ayoola | Moses Umoke | 20 KVA | ACDG | Outdoor | On Air | P1 | INT-Primary | INT | 5.4411 | 7.0281 | Auto | No | Yes | BTS | Yes | 36 | Conventional | PC | ACDG - Li-Ion Hybrid
T4395 | IHS_IMO_0940A | T4395 | IMO-Z4 | ORLU |  | Paulinus Ezike Plot of Land, Njaba, Orlu West, Orlu, Imo state | IMO-T8 | Asaba | Imo | Ani Kelvin Ifeanyi | Ohenhen Raymond Igho | Solomon Oluwole Akinrande | Chris P. Ugochukwu | Emmanuel Okoye | Olanrewaju Ayoola | Moses Umoke | 20 KVA | ACDG | Outdoor | On Air | P1 | INT-Primary | INT | 5.75 | 6.985 | Auto | No | Yes | BTS | Yes | 55 | Conventional | PC | ACDG - Li-Ion Hybrid
T4367 | IHS_IMO_0941A | T4367 | IMO-Z3 | Amaraku |  | Antianu's Plot, by Amaigbo Nwagele LGA HQ, Nwangele-Orlu Road, Imo state | IMO-T6 | Asaba | Imo | Azode Martins | Isaiah Joseph | Solomon Oluwole Akinrande | Chris P. Ugochukwu | Emmanuel Okoye | Olanrewaju Ayoola | Moses Umoke | 15 KVA | ACDG | Outdoor | On Air | P4 | INT-Primary | INT | 5.7269 | 7.1189 | Manual | No | No | BTS | Yes | 55 | Conventional | Generator Only | ACDG - Conventional
T4747 | IHS_IMO_0943A | T4747 | IMO-Z2 | Mbaitolu |  | ALA UKU UMUOGI, ORJI - URATTA, OWERRI NORTH L.G.A,m IMO STATE | IMO-T4 | Asaba | Imo | Wisdom Patrick | Adesiyun, I Michael | Solomon Oluwole Akinrande | Chris P. Ugochukwu | Chinwendu Nwanguma | Olanrewaju Ayoola | Moses Umoke | 15 KVA | ACDG | Outdoor | On Air | P3 | INT-Primary | INT | 5.51 | 7.0531 | Manual | No | No | BTS | Yes | 25 | Conventional | Generator Only | ACDG - Conventional
T4881 | IHS_IMO_0944A | T4881 | IMO-Z4 | ORLU | P1 ¦ B3143 ¦ Others | Amaorie Street, Umuna Amaigbo Rd, Orlu, Orlu LGA, Imo state | IMO-T8 | Asaba | Imo | Ani Kelvin Ifeanyi | Ohenhen Raymond Igho | Solomon Oluwole Akinrande | Chris P. Ugochukwu | Emmanuel Okoye | Olanrewaju Ayoola | Moses Umoke | 20 KVA | ACDG | Outdoor | On Air | P1 | INT-Primary | INT | 5.7889 | 7.0439 | Auto | No | Yes | NFE | Yes | 36 | Conventional | Solar + PC | ACDG - Solar+Li-Ion Hybrid
IM0563 | IHS_IMO_0945A | T4767 | Off Air | Off Air | Off Air | Off Air | Off Air | Off Air | Off Air | Off Air | Off Air | Off Air | Chris P. Ugochukwu | Chinedu Okoronkwo | Olanrewaju Ayoola | Moses Umoke | 20 KVA | ACDG | Off Air | Off Air | P1 | INT-Primary | INT | Off Air | Off Air | Off Air | No | No | HUB | Off Air | 25 | Off Air | Off Air | Off Air
T5970 | IHS_IMO_0951A | T5970 | IMO-Z2 | Mbaitolu |  | 6th Avennue 61 Road, Off Onitsha Expressway, Imo state | IMO-T4 | Asaba | Imo | Wisdom Patrick | Adesiyun, I Michael | Solomon Oluwole Akinrande | Chris P. Ugochukwu | Chukwuemeka Onwughalu | Olanrewaju Ayoola | Moses Umoke | 20 KVA | ACDG | Outdoor | On Air | P1 | INT-Primary | INT | 5.5139 | 7.01 | Auto | No | Yes | BTS | Yes | 25 | Conventional | Grid + Solar + PC | ACDG - Grid+Solar+Li-Ion Hybrid
T4267 | IHS_IMO_0957A | T4267 | IMO-Z1 | Owerri |  | Chi Best Engineering | IMO-T2 | Asaba | Imo | Stephen Nwanze | Tunde Oyelowo | Solomon Oluwole Akinrande | Chris P. Ugochukwu | Chinwendu Nwanguma | Olanrewaju Ayoola | Moses Umoke | 20 KVA | ACDG | Outdoor | On Air | P1 | INT-Primary | INT | 5.4889 | 7.05 | Auto | No | Yes | HUB | Yes | 25 | Conventional | Solar + PC | ACDG - Solar+Li-Ion Hybrid
T4394 | IHS_IMO_0958A | T4394 | IMO-Z3 | Amaraku |  | Along Ogwa road, by Ihodumeze Market, Amaruru, Ihodumeze, Ikedunu LGA, Imo state | IMO-T6 | Asaba | Imo | Azode Martins | Isaiah Joseph | Solomon Oluwole Akinrande | Chris P. Ugochukwu | James Igbode | Olanrewaju Ayoola | Moses Umoke | 15 KVA | ACDG | Outdoor | On Air | P4 | INT-Primary | INT | 5.5981 | 7.0931 | Manual | No | No | BTS | Yes | 54 | Conventional | Generator Only | ACDG - Conventional
T4805 | IHS_IMO_0960A | T4805 | IMO-Z4 | ORLU | B500 | Anege's Plot, Ntueke Market, Along Orlu-Akokwa Road, Ideato South, Imo state | IMO-T8 | Asaba | Imo | Ani Kelvin Ifeanyi | Ohenhen Raymond Igho | Solomon Oluwole Akinrande | Chris P. Ugochukwu | Emmanuel Okoye | Olanrewaju Ayoola | Moses Umoke | 20 KVA | ACDG | Indoor | On Air | P1 | INT-Primary | INT | 5.8519 | 7.0989 | Manual | No | No | NFE | Yes | 55 | Conventional | Generator Only | ACDG - Conventional
IM0069 | IHS_IMO_0962A | IM0069 | IMO-Z1 | PH Rd |  | Vital Lodge, Off FUTO Road, Eziobodo, Owerri West, Imo state | IMO-T1 | Asaba | Imo | Olayemi Bode | Tunde Oyelowo | Solomon Oluwole Akinrande | Chris P. Ugochukwu | Chinedu Okoronkwo | Olanrewaju Ayoola | Moses Umoke | 27 KVA | ACDG | Outdoor | On Air | P1 | INT-Primary | INT | 5.3761 | 7 | Auto | No | Yes | HUB | Yes | 30 | Conventional | Solar + PC | ACDG - Solar+Li-Ion Hybrid
IM4285 | IHS_IMO_0963A | IM4285 | IMO-Z3 | Mbaise |  | land located Behind Behind Nkwo Emekeh Market, by Jubilee Rd, Emekuku, Owerri North, Imo state | IMO-T5 | Asaba | Imo | Aderoju Monsuru Ademola | Isaiah Joseph | Solomon Oluwole Akinrande | Chris P. Ugochukwu | James Igbode | Olanrewaju Ayoola | Moses Umoke | 20 KVA | ACDG | Outdoor | On Air | P1 | INT-Primary | INT | 5.48 | 7.1219 | Auto | No | No | HUB | Yes | 35 | Conventional | Solar + PC | ACDG - Solar+Li-Ion Hybrid
IM0037 | IHS_IMO_0968A | IM0037 | IMO-Z1 | Owerri |  | Dozules Compound, by Jehova Jireh Anglican Bustop, Off egbu Rd, Owerri, Imo state | IMO-T2 | Asaba | Imo | Stephen Nwanze | Tunde Oyelowo | Solomon Oluwole Akinrande | Chris P. Ugochukwu | Chinwendu Nwanguma | Olanrewaju Ayoola | Moses Umoke | 15 KVA | ACDG | Outdoor | On Air | P4 | INT-Primary | INT | 5.4769 | 7.0619 | Auto | No | Yes | BTS | Yes | 25 | Conventional | PC | ACDG - Li-Ion Hybrid
IM0049 | IHS_IMO_0970A | IM0049 | IMO-Z2 | Mbaitolu |  | Nowries Compound | IMO-T4 | Asaba | Imo | Wisdom Patrick | Adesiyun, I Michael | Solomon Oluwole Akinrande | Chris P. Ugochukwu | Chukwuemeka Onwughalu | Olanrewaju Ayoola | Moses Umoke | 20 KVA | ACDG | Outdoor | On Air | P4 | INT-Primary | INT | 5.5419 | 7.0439 | Auto | No | Yes | BTS | Yes | 36 | Conventional | PC | ACDG - Li-Ion Hybrid
IM0038 | IHS_IMO_0971A | IM0038 | IMO-Z1 | Owerri |  | Land at Hoe Uzeugbu close, Off Egbu Rd, Egbu, Owerri, Imo state | IMO-T2 | Asaba | Imo | Stephen Nwanze | Tunde Oyelowo | Solomon Oluwole Akinrande | Chris P. Ugochukwu | Chinwendu Nwanguma | Olanrewaju Ayoola | Moses Umoke | 20 KVA | ACDG | Outdoor | On Air | P1 | INT-Primary | INT | 5.4869 | 7.0639 | Auto | No | Yes | HUB | Yes | 36 | Conventional | Solar + PC | ACDG - Solar+Li-Ion Hybrid
IM0015 | IHS_IMO_0972A | IM0015 | IMO-Z2 | Mbaitolu |  | No 15 Ohil road, Off Orlu-Owerri road, Owerri, Imo state | IMO-T4 | Asaba | Imo | Wisdom Patrick | Adesiyun, I Michael | Solomon Oluwole Akinrande | Chris P. Ugochukwu | Chukwuemeka Onwughalu | Olanrewaju Ayoola | Moses Umoke | 20 KVA | ACDG | Outdoor | On Air | P1 | INT-Primary | INT | 5.545 | 7.005 | Auto | No | Yes | HUB | Yes | 25 | Conventional | Solar + PC | ACDG - Solar+Li-Ion Hybrid
IM0059 | IHS_IMO_0973A | IM0059 | IMO-Z1 | PH Rd |  | Mountain of Fire Ministries, Off Iheagwa-Nekede road, Owerri West, Imo state | IMO-T1 | Asaba | Imo | Olayemi Bode | Tunde Oyelowo | Solomon Oluwole Akinrande | Chris P. Ugochukwu | Chinedu Okoronkwo | Olanrewaju Ayoola | Moses Umoke | 20 KVA | ACDG | Outdoor | On Air | P3 | INT-Primary | INT | 5.41 | 7.0131 | Auto | No | Yes | BTS | Yes | 25 | Conventional | Solar + PC | ACDG - Solar+Li-Ion Hybrid
IM0073 | IHS_IMO_0974A | IM0073 | IMO-Z2 | Onitsha Rd |  | Umoubioma Ozara, Ogbugi Ozara-Amorka Rd, Off Onitsha Rd, Oru West, Imo state | IMO-T7 | Asaba | Imo | Kingsley Chibuzor | Adesiyun, I Michael | Solomon Oluwole Akinrande | Chris P. Ugochukwu | Chukwuemeka Onwughalu | Olanrewaju Ayoola | Moses Umoke | 20 KVA | ACDG | Outdoor | On Air | P1 | INT-Primary | INT | 5.7381 | 6.8611 | Auto | No | Yes | HUB | Yes | 55 | Conventional | Solar + PC | ACDG - Solar+Li-Ion Hybrid
IM0042 | IHS_IMO_0975A | IM0042 | IMO-Z2 | Mbaitolu | P1 ¦ B3143 | No 18, Mission roadm ihitte Mbieri Mbaitoli LGA, Owerri, Imo state | IMO-T4 | Asaba | Imo | Wisdom Patrick | Adesiyun, I Michael | Solomon Oluwole Akinrande | Chris P. Ugochukwu | Chukwuemeka Onwughalu | Olanrewaju Ayoola | Moses Umoke | 20 KVA | ACDG | Outdoor | On Air | P1 | INT-Primary | INT | 5.5319 | 7.0419 | Auto | No | No | HUB | Yes | 36 | Conventional | Solar + PC | ACDG - Solar+Li-Ion Hybrid
IM0093 | IHS_IMO_0977A | IM0093 | IMO-Z4 | ORLU |  | After Imo state University Teaching Hopital, alonf Nkwerre-Orlu road, Umuma Orlu LGA, Imo state | IMO-T8 | Asaba | Imo | Ani Kelvin Ifeanyi | Ohenhen Raymond Igho | Solomon Oluwole Akinrande | Chris P. Ugochukwu | Emmanuel Okoye | Olanrewaju Ayoola | Moses Umoke | 15 KVA | ACDG | Outdoor | On Air | P4 | INT-Primary | INT | 5.7781 | 7.0489 | Manual | No | Yes | NFE | Yes | 36 | Conventional | Generator Only | ACDG - Conventional
IM0023 | IHS_IMO_0978A | IM0023 | IMO-Z1 | Owerri |  | Opposite Relief Market Backgate, Off egbu road, By Dan Anyiam Stadium, Owerri, Imo state | IMO-T2 | Asaba | Imo | Stephen Nwanze | Tunde Oyelowo | Solomon Oluwole Akinrande | Chris P. Ugochukwu | Chinwendu Nwanguma | Olanrewaju Ayoola | Moses Umoke | 15 KVA | ACDG | Outdoor | On Air | P4 | INT-Primary | INT | 5.4819 | 7.0411 | Manual | No | No | BTS | Yes | 25 | Conventional | Generator Only | ACDG - Conventional
IM0046 | IHS_IMO_0979A | IM0046 | IMO-Z1 | Owerri |  | Land at No 16, Mann Street, Owerri, Imo state | IMO-T2 | Asaba | Imo | Stephen Nwanze | Tunde Oyelowo | Solomon Oluwole Akinrande | Chris P. Ugochukwu | Chinwendu Nwanguma | Olanrewaju Ayoola | Moses Umoke | 15 KVA | ACDG | Outdoor | On Air | P3 | INT-Primary | INT | 5.4909 | 7.0346 | Auto | No | Yes | BTS | Yes | 25 | Conventional | Solar + PC | ACDG - Solar+Li-Ion Hybrid
IM0010 | IHS_IMO_0980A | IM0010 | IMO-Z1 | Owerri |  | No 34, Mbaise Rd, Off Tettow Rd Intersection, Owerri Municipal, Imo state | IMO-T2 | Asaba | Imo | Stephen Nwanze | Tunde Oyelowo | Solomon Oluwole Akinrande | Chris P. Ugochukwu | Chinwendu Nwanguma | Olanrewaju Ayoola | Moses Umoke | 20 KVA | ACDG | Outdoor | On Air | P1 | INT-Primary | INT | 5.48 | 7.0361 | Auto | No | Yes | HUB | Yes | 25 | Conventional | Solar + PC | ACDG - Solar+Li-Ion Hybrid
IM0034 | IHS_IMO_0983A | IM0034 | IMO-Z1 | Owerri |  | Land located along Bishop Margarett Idahosa Avennue, Off MCC Road, Uratta, Owerri, Imo state | IMO-T2 | Asaba | Imo | Stephen Nwanze | Tunde Oyelowo | Solomon Oluwole Akinrande | Chris P. Ugochukwu | Chinwendu Nwanguma | Olanrewaju Ayoola | Moses Umoke | 15 KVA | ACDG | Outdoor | On Air | P1 | INT-Primary | INT | 5.4961 | 7.0639 | Manual | No | No | HUB | Yes | 25 | Conventional | Generator Only | ACDG - Conventional
IM4885 | IHS_IMO_0985A | T4385 | IMO-Z3 | Amaraku |  | BESIDES MISSION ROAD,UMUONYENE VILLAGE,OGBOR IMO | IMO-T6 | Asaba | Imo | Azode Martins | Isaiah Joseph | Solomon Oluwole Akinrande | Chris P. Ugochukwu | James Igbode | Olanrewaju Ayoola | Moses Umoke | 15 KVA | ACDG | Outdoor | On Air | P4 | INT-Primary | INT | 5.6319 | 7.1981 | Auto | No | Yes | BTS | Yes | 54 | Conventional | Solar + PC | ACDG - Solar+Li-Ion Hybrid
IM0080 | IHS_IMO_0986A | IM0080 | IMO-Z3 | Amaraku |  | John Obasi's Compound, Umuihim Umuozu Uguri, by Obollo Junction, Umuozu, Isiala Mbano LGA, Imo state | IMO-T6 | Asaba | Imo | Azode Martins | Isaiah Joseph | Solomon Oluwole Akinrande | Chris P. Ugochukwu | James Igbode | Olanrewaju Ayoola | Moses Umoke | 15 KVA | ACDG | Indoor | On Air | P1 | INT-Primary | INT | 5.6161 | 7.21 | Manual | No | No | HUB | Yes | 55 | Conventional | Generator Only | ACDG - Conventional
IM0008 | IHS_IMO_0987A | IM0008 | IMO-Z4 | ORLU |  | Divine Power Block Dibie, NNEME ebenose Ihioma, Ihioma-Ihiala Rd Orlu LGA, Imo state | IMO-T8 | Asaba | Imo | Ani Kelvin Ifeanyi | Ohenhen Raymond Igho | Solomon Oluwole Akinrande | Chris P. Ugochukwu | Emmanuel Okoye | Olanrewaju Ayoola | Moses Umoke | 15 KVA | ACDG | Outdoor | On Air | P1 | INT-Primary | INT | 5.81 | 6.995 | Auto | No | Yes | NFE | Yes | 54 | Conventional | Solar + PC | ACDG - Solar+Li-Ion Hybrid
IM0020 | IHS_IMO_0988A | IM0020 | IMO-Z1 | Owerri |  | By Old Timber Market, Weatheral Roundabout, Weatheral Road, Owerri, Imo state | IMO-T2 | Asaba | Imo | Stephen Nwanze | Tunde Oyelowo | Solomon Oluwole Akinrande | Chris P. Ugochukwu | Chinedu Okoronkwo | Olanrewaju Ayoola | Moses Umoke | 20 KVA | ACDG | Outdoor | On Air | P3 | INT-Primary | INT | 5.4739 | 7.0381 | Auto | No | Yes | BTS | Yes | 25 | Conventional | Solar + PC | ACDG - Solar+Li-Ion Hybrid
IM0040 | IHS_IMO_0989A | IM0040 | IMO-Z1 | Owerri |  | 3 IKENGBU EXTENSION LAYOUT,OWERRI,IMO | IMO-T2 | Asaba | Imo | Stephen Nwanze | Tunde Oyelowo | Solomon Oluwole Akinrande | Chris P. Ugochukwu | Chinwendu Nwanguma | Olanrewaju Ayoola | Moses Umoke | 20 KVA | ACDG | Outdoor | On Air | P1 | INT-Primary | INT | 5.4861 | 7.0411 | Auto | No | Yes | NFE | Yes | 25 | Conventional | PC | ACDG - Li-Ion Hybrid
IM0007 | IHS_IMO_0993A | IM0007 | IMO-Z4 | ORLU |  | Umuokwara Street, Beach Juction, Orlu BSC Rd, Orlu LGA, Imo state | IMO-T8 | Asaba | Imo | Ani Kelvin Ifeanyi | Ohenhen Raymond Igho | Solomon Oluwole Akinrande | Chris P. Ugochukwu | Emmanuel Okoye | Olanrewaju Ayoola | Moses Umoke | 20 KVA | ACDG | Outdoor | On Air | P4 | INT-Primary | INT | 5.7969 | 7.0419 | Auto | No | Yes | BTS | Yes | 25 | Conventional | Solar + PC | ACDG - Solar+Li-Ion Hybrid
IM0116 | IHS_IMO_0998A | IM0116 | IMO-Z2 | Mbaitolu |  | No 16, Trinity Street, Off Amakohia-Orlu road, Owerri, Imo state | IMO-T4 | Asaba | Imo | Wisdom Patrick | Adesiyun, I Michael | Solomon Oluwole Akinrande | Chris P. Ugochukwu | Chukwuemeka Onwughalu | Olanrewaju Ayoola | Moses Umoke | 20 KVA | ACDG | Outdoor | On Air | P4 | INT-Primary | INT | 5.525 | 7.015 | Auto | No | Yes | BTS | Yes | 25 | Conventional | Solar + PC | ACDG - Solar+Li-Ion Hybrid
IM0062 | IHS_IMO_1000A | IM0062 | IMO-Z1 | PH Rd |  | Chidi Manumere Street | IMO-T1 | Asaba | Imo | Olayemi Bode | Tunde Oyelowo | Solomon Oluwole Akinrande | Chris P. Ugochukwu | Chinedu Okoronkwo | Olanrewaju Ayoola | Moses Umoke | 15 KVA | ACDG | Outdoor | On Air | P2 | INT-Primary | INT | 5.4679 | 7.0142 | Auto | No | Yes | BTS | Yes | 20 | Conventional | Solar + PC | ACDG - Solar+Li-Ion Hybrid
IM0099 | IHS_IMO_1001A | IM0099 | IMO-Z4 | ORLU |  | Mbari Okporo Road, Okporo Housing Estate, Orlu west Imo state | IMO-T8 | Asaba | Imo | Ani Kelvin Ifeanyi | Ohenhen Raymond Igho | Solomon Oluwole Akinrande | Chris P. Ugochukwu | Emmanuel Okoye | Olanrewaju Ayoola | Moses Umoke | 20 KVA | ACDG | Outdoor | On Air | P4 | INT-Primary | INT | 5.7711 | 7.011 | Auto | No | Yes | BTS | Yes | 55 | Conventional | Solar + PC | ACDG - Solar+Li-Ion Hybrid
IM0002 | IHS_IMO_1002A | IM0002 | IMO-Z3 | Amaraku |  | Along Ngugo-Ikembara Road, By Ama Alim Bustop, Okigwe road, Amasa Ngugo COmmunity, Ikedunu LGA, Imo state | IMO-T6 | Asaba | Imo | Azode Martins | Isaiah Joseph | Solomon Oluwole Akinrande | Chris P. Ugochukwu | James Igbode | Olanrewaju Ayoola | Moses Umoke | 20 KVA | ACDG | Outdoor | On Air | P1 | INT-Primary | INT | 5.5824 | 7.1268 | Auto | No | Yes | HUB | Yes | 55 | Conventional | PC | ACDG - Li-Ion Hybrid
IM0124 | IHS_IMO_1009A | IM0124 | IMO-Z2 | Mbaitolu |  | Beside Umuonyeali Secondary School, Umuonyeali community, Off Orlu-Owerri road, Mbaitoli LGA, Imo state | IMO-T4 | Asaba | Imo | Wisdom Patrick | Adesiyun, I Michael | Solomon Oluwole Akinrande | Chris P. Ugochukwu | Chukwuemeka Onwughalu | Olanrewaju Ayoola | Moses Umoke | 20 KVA | ACDG | Outdoor | On Air | P1 | INT-Primary | INT | 5.535 | 7.0316 | Manual | No | No | HUB | Yes | 36 | Conventional | Generator Only | ACDG - Conventional
IM5976 | IHS_IMO_1010A | IM5976 | IMO-Z2 | Onitsha Rd |  | Opposite Ekwe Community Bank, Ekwe, Isu-Nwangele Expressway, Imo state | IMO-T7 | Asaba | Imo | Kingsley Chibuzor | Adesiyun, I Michael | Solomon Oluwole Akinrande | Chris P. Ugochukwu | Emmanuel Okoye | Olanrewaju Ayoola | Moses Umoke | 15 KVA | ACDG | Outdoor | On Air | P3 | INT-Primary | INT | 5.6908 | 7.0514 | Auto | No | Yes | BTS | Yes | 55 | Conventional | Solar + PC | ACDG - Solar+Li-Ion Hybrid
IM4864 | IHS_IMO_1014A | IM4864 | IMO-Z3 | Mbaise | P1 ¦ B3143 | Opposite Assemblies of God Church, Umunumo Road, Eke Umuauchi, Ihitte-Uboma LGA, Imo state | IMO-T5 | Asaba | Imo | Aderoju Monsuru Ademola | Isaiah Joseph | Solomon Oluwole Akinrande | Chris P. Ugochukwu | James Igbode | Olanrewaju Ayoola | Moses Umoke | 20 KVA | ACDG | Indoor | On Air | P1 | INT-Primary | INT | 5.6525 | 7.3851 | Manual | No | No | HUB | Yes | 70 | Conventional | Generator Only | ACDG - Conventional
IM0001 | IHS_IMO_1015A | IM0001 | IMO-Z4 | OKIGWE |  | Behind ST John Catholic Church, Orie Umuoboum, Ideato South LGA, Imo state | IMO-T9 | Asaba | Imo | Umaru B. Ahmodu | Ohenhen Raymond Igho | Solomon Oluwole Akinrande | Chris P. Ugochukwu | Emmanuel Okoye | Olanrewaju Ayoola | Moses Umoke | 20 KVA | ACDG | Outdoor | On Air | P4 | INT-Primary | INT | 5.8457 | 7.1456 | Auto | No | Yes | BTS | Yes | 54 | Conventional | Solar + PC | ACDG - Solar+Li-Ion Hybrid
IM4370 | IHS_IMO_1017A | IM4370 | IMO-Z3 | Mbaise |  | Along Umuofor road, Afor Owu, Owu Amakohia, Ikedunu LGA, Imo state | IMO-T5 | Asaba | Imo | Aderoju Monsuru Ademola | Isaiah Joseph | Solomon Oluwole Akinrande | Chris P. Ugochukwu | James Igbode | Olanrewaju Ayoola | Moses Umoke | 20 KVA | ACDG | Outdoor | On Air | P4 | INT-Primary | INT | 5.519 | 7.1913 | Auto | No | Yes | BTS | Yes | 55 | Conventional | Solar + PC | ACDG - Solar+Li-Ion Hybrid
IM0202 | IHS_IMO_1019A | IM0202 | IMO-Z1 | PH Rd |  | Nkwoahia Uborji Okuku, by Market Junction, Okuku, Owerri West, Imo state | IMO-T1 | Asaba | Imo | Olayemi Bode | Tunde Oyelowo | Solomon Oluwole Akinrande | Chris P. Ugochukwu | Chinedu Okoronkwo | Olanrewaju Ayoola | Moses Umoke | 15 KVA | ACDG | Outdoor | On Air | P4 | INT-Primary | INT | 5.4844 | 6.9226 | Manual | No | No | BTS | Yes | 55 | Conventional | Generator Only | ACDG - Conventional
IM0201 | IHS_IMO_1020A | IM0201 | IMO-Z1 | PH Rd |  | Imo state Polytechnic, Umuagwo, Off Port Hacourt Expressway, Ohai-Egbema LGA, Imo state | IMO-T1 | Asaba | Imo | Olayemi Bode | Tunde Oyelowo | Solomon Oluwole Akinrande | Chris P. Ugochukwu | Chinedu Okoronkwo | Olanrewaju Ayoola | Moses Umoke | 15 KVA | ACDG | Outdoor | On Air | P1 | INT-Primary | INT | 5.3282 | 6.9511 | Auto | No | Yes | HUB | Yes | 36 | Conventional | PC | ACDG - Li-Ion Hybrid
IM0301 | IHS_IMO_1021A | IM0301 | IMO-Z2 | Mbaitolu | B600 ¦ Others | Umoyo-Ireye Quarters, Irete, Onitsha Rd, Owerri Municipal, Imo state | IMO-T4 | Asaba | Imo | Wisdom Patrick | Adesiyun, I Michael | Solomon Oluwole Akinrande | Chris P. Ugochukwu | Chukwuemeka Onwughalu | Olanrewaju Ayoola | Moses Umoke | 27 KVA | ACDG | Indoor | On Air | P1 | INT-Primary | INT | 5.5201 | 6.9911 | Manual | No | No | HUB | Yes | 70 | Non-Conventional | Generator Only | DCDG - Deep Cycle
IM0154 | IHS_IMO_1027A | IM0154 | IMO-Z4 | OKIGWE | P1 ¦ B3143 | Ndiogbuonyeoma Tx | IMO-T9 | Asaba | Imo | Umaru B. Ahmodu | Ohenhen Raymond Igho | Solomon Oluwole Akinrande | Chris P. Ugochukwu | James Igbode | Olanrewaju Ayoola | Moses Umoke | 22 KVA | ACDG | Indoor | On Air | P1 | INT-Primary | INT | 5.8043 | 7.2853 | Auto | No | Yes | HUB | Yes | 70 | Conventional | PC | ACDG - Li-Ion Hybrid
IM0311 | IHS_IMO_1029A | IM0311 | IMO-Z2 | Onitsha Rd |  | Opposite Chief (DR) B.U. Nzeribe House, Umuezike Town, Awomama, Of Onitsha Rd, Oru West, Imo state | IMO-T7 | Asaba | Imo | Kingsley Chibuzor | Adesiyun, I Michael | Solomon Oluwole Akinrande | Chris P. Ugochukwu | Chukwuemeka Onwughalu | Olanrewaju Ayoola | Moses Umoke | 20 KVA | ACDG | Outdoor | On Air | P4 | INT-Primary | INT | 5.6991 | 6.8965 | Auto | No | Yes | BTS | Yes | 36 | Conventional | PC | ACDG - Li-Ion Hybrid
IM0322 | IHS_IMO_1033A | IM0322 | IMO-Z2 | Onitsha Rd |  | Umu-Agbo Village, off Nwaorieubi Roundabout, Mbaitoli-Orlu road, Mbaitoli LGA, Imo state | IMO-T7 | Asaba | Imo | Kingsley Chibuzor | Adesiyun, I Michael | Solomon Oluwole Akinrande | Chris P. Ugochukwu | Chukwuemeka Onwughalu | Olanrewaju Ayoola | Moses Umoke | 20 KVA | ACDG | Outdoor | On Air | P1 | INT-Primary | INT | 5.5861 | 7.0369 | Auto | No | Yes | BTS | Yes | 36 | Conventional | PC | ACDG - Li-Ion Hybrid
IM0009 | IHS_IMO_1035A | IM0009 | IMO-Z4 | ORLU |  | UMU-ULULU OKWUDOR ALONG AWO - OMAMMA ROAD, OPPOSITE CENTRAL SCHOOL, OKWUDOR, NJABA L.G.A, IMO STATE | IMO-T8 | Asaba | Imo | Ani Kelvin Ifeanyi | Ohenhen Raymond Igho | Solomon Oluwole Akinrande | Chris P. Ugochukwu | Emmanuel Okoye | Olanrewaju Ayoola | Moses Umoke | 15 KVA | ACDG | Outdoor | On Air | P4 | INT-Primary | INT | 5.7132 | 7.0021 | Manual | No | No | BTS | Yes | 54 | Conventional | Generator Only | ACDG - Conventional
IM0409 | IHS_IMO_1037A | IM0409 | IMO-Z4 | OKIGWE |  | Ndi-Nwakonye Anichie | IMO-T9 | Asaba | Imo | Umaru B. Ahmodu | Ohenhen Raymond Igho | Solomon Oluwole Akinrande | Chris P. Ugochukwu | James Igbode | Olanrewaju Ayoola | Moses Umoke | 20 KVA | ACDG | Outdoor | On Air | P3 | INT-Primary | INT | 5.8164 | 7.2372 | Auto | No | Yes | BTS | Yes | 55 | Conventional | Solar + PC | ACDG - Solar+Li-Ion Hybrid
IM0413 | IHS_IMO_1038A | IM0413 | IMO-Z3 | Amaraku |  | Along Umudiagba road, By Nkwo Onyekwu Junction, Abajah Nwanyele LGA, Imo state | IMO-T6 | Asaba | Imo | Azode Martins | Isaiah Joseph | Solomon Oluwole Akinrande | Chris P. Ugochukwu | Emmanuel Okoye | Olanrewaju Ayoola | Moses Umoke | 20 KVA | ACDG | Outdoor | On Air | P1 | INT-Primary | INT | 5.6857 | 7.1305 | Auto | No | Yes | HUB | Yes | 55 | Conventional | Solar + PC | ACDG - Solar+Li-Ion Hybrid
IM0338 | IHS_IMO_1041A | IM0338 | IMO-Z4 | OKIGWE |  | Umuahobe Umuelele Isikenebi, Afor Nta Market road, Ideato South LGA, Imo state | IMO-T9 | Asaba | Imo | Umaru B. Ahmodu | Ohenhen Raymond Igho | Solomon Oluwole Akinrande | Chris P. Ugochukwu | Emmanuel Okoye | Olanrewaju Ayoola | Moses Umoke | 15 KVA | ACDG | Outdoor | On Air | P4 | INT-Primary | INT | 5.7908 | 7.1457 | Auto | No | Yes | BTS | Yes [No comms] | 36 | Conventional | PC | ACDG - Li-Ion Hybrid
IM0028 | IHS_IMO_1042A | IM0028 | IMO-Z4 | ORLU |  | Old Gregory Memorial College, off Amucha rd, Amucha Njaba LGA, Imo state | IMO-T8 | Asaba | Imo | Ani Kelvin Ifeanyi | Ohenhen Raymond Igho | Solomon Oluwole Akinrande | Chris P. Ugochukwu | Emmanuel Okoye | Olanrewaju Ayoola | Moses Umoke | 20 KVA | ACDG | Outdoor | On Air | P1 | INT-Primary | INT | 5.741 | 7.0531 | Auto | No | Yes | BTS | Yes | 54 | Conventional | PC | ACDG - Li-Ion Hybrid
IM0306 | IHS_IMO_1043A | IM0306 | Off Air | Off Air | Off Air | Off Air | Off Air | Off Air | Off Air | Off Air | Off Air | Off Air | Chris P. Ugochukwu | Emmanuel Okoye | Olanrewaju Ayoola | Moses Umoke | 15 KVA | ACDG | Off Air | Off Air | P4 | INT-Primary | INT | Off Air | Off Air | Off Air | No | No | BTS | Off Air | 54 | Off Air | Off Air | Off Air
IM0366 | IHS_IMO_1044A | IM0366 | IMO-Z2 | Onitsha Rd |  | Amazamo Village, Off Umuaka Roundabout, Orlu-Owerri road, Umuaka Njaba LGA, Imo state | IMO-T7 | Asaba | Imo | Kingsley Chibuzor | Adesiyun, I Michael | Solomon Oluwole Akinrande | Chris P. Ugochukwu | Emmanuel Okoye | Olanrewaju Ayoola | Moses Umoke | 15 KVA | ACDG | Outdoor | On Air | P1 | INT-Primary | INT | 5.6605 | 6.9833 | Auto | No | Yes | HUB | Yes | 36 | Conventional | PC | ACDG - Li-Ion Hybrid
IM0077 | IHS_IMO_1045A | IM0077 | IMO-Z2 | Mbaitolu |  | Amato-Orogwe, Ndegwu-Orogwe Rd, by Orogwe Market, Onitsha Rd, Owerro West, Imo state | IMO-T4 | Asaba | Imo | Wisdom Patrick | Adesiyun, I Michael | Solomon Oluwole Akinrande | Chris P. Ugochukwu | Chukwuemeka Onwughalu | Olanrewaju Ayoola | Moses Umoke | 20 KVA | ACDG | Outdoor | On Air | P2 | INT-Primary | INT | 5.5403 | 6.9801 | Manual | No | No | BTS | Yes | 36 | Conventional | Generator Only | ACDG - Conventional
IM0053 | IHS_IMO_1050A | IM0053 | IMO-Z3 | Mbaise |  | Ubowalla Community, Emekuku, Owerri North, Imo state | IMO-T5 | Asaba | Imo | Aderoju Monsuru Ademola | Isaiah Joseph | Solomon Oluwole Akinrande | Chris P. Ugochukwu | James Igbode | Olanrewaju Ayoola | Moses Umoke | 15 KVA | ACDG | Outdoor | On Air | P1 | INT-Primary | INT | 5.4986 | 7.1335 | Auto | No | Yes | HUB | Yes | 45 | Conventional | PC | ACDG - Li-Ion Hybrid
IM0032 | IHS_IMO_1053A | IM0032 | IMO-Z2 | Onitsha Rd | P1 ¦ B3143 | Awa Village, by ukworji Junction, Akabor Rd, Oguta LGA, Enugu State | IMO-T7 | Asaba | Imo | Kingsley Chibuzor | Adesiyun, I Michael | Solomon Oluwole Akinrande | Chris P. Ugochukwu | Chukwuemeka Onwughalu | Olanrewaju Ayoola | Moses Umoke | 15 KVA | ACDG | Outdoor | On Air | P1 | INT-Primary | INT | 5.6413 | 6.8901 | Auto | No | Yes | BTS | Yes | 54 | Conventional | Solar + PC | ACDG - Solar+Li-Ion Hybrid
IM0334 | IHS_IMO_1059A | IM0334 | IMO-Z1 | Aba Rd |  | Aloysius Eke Plot, Ihiete Village, Ihiette Bustop, Off Aba-Owerri Express road, Ngor Okpala LGA, Imo state | IMO-T3 | Asaba | Imo | Olufemi Alade | Tunde Oyelowo | Solomon Oluwole Akinrande | Chris P. Ugochukwu | Telsson Afekhua | Olanrewaju Ayoola | Moses Umoke | 20 KVA | ACDG | Outdoor | On Air | P4 | INT-Primary | INT | 5.3659 | 7.1932 | Auto | No | Yes | BTS | Yes | 36 | Conventional | PC | ACDG - Li-Ion Hybrid
IM0421 | IHS_IMO_1060A | IM0421 | IMO-Z1 | Aba Rd |  | Opposite Holy Cross Primary School, Emii , Owerri North, Imo state | IMO-T3 | Asaba | Imo | Olufemi Alade | Tunde Oyelowo | Solomon Oluwole Akinrande | Chris P. Ugochukwu | Telsson Afekhua | Olanrewaju Ayoola | Moses Umoke | 20 KVA | ACDG | Outdoor | On Air | P1 | INT-Primary | INT | 5.4557 | 7.13 | Auto | No | Yes | HUB | Yes | 36 | Conventional | PC | ACDG - Li-Ion Hybrid
IM0391 | IHS_IMO_1062A | IM0391 | IMO-Z3 | Mbaise |  | CHIEF IKEKWEM EMMANUEL'S PLOT, ISI-OGBOTUKWU AMUZI, OBOWO, OPPOSITE COMMUNITY PRIMARY SCHOOL, AMUZI OBOWO, OBOWO L.G.A., IMO STATE | IMO-T5 | Asaba | Imo | Aderoju Monsuru Ademola | Isaiah Joseph | Solomon Oluwole Akinrande | Chris P. Ugochukwu | James Igbode | Olanrewaju Ayoola | Moses Umoke | 15 KVA | ACDG | Outdoor | On Air | P1 | INT-Primary | INT | 5.574 | 7.3189 | Manual | No | No | HUB | Yes | 36 | Conventional | Generator Only | ACDG - Conventional
IM0119 | IHS_IMO_1063A | IM0119 | IMO-Z3 | Mbaise |  | AYOZIE HYACINTH OTUMBADI, UMUAGU AGUNEZE AHIARA, AHIAZU MBAISE L.G.A., IMO STATE | IMO-T5 | Asaba | Imo | Aderoju Monsuru Ademola | Isaiah Joseph | Solomon Oluwole Akinrande | Chris P. Ugochukwu | James Igbode | Olanrewaju Ayoola | Moses Umoke | 20 KVA | ACDG | Outdoor | On Air | P1 | INT-Primary | INT | 5.5486 | 7.3048 | Auto | No | Yes | BTS | Yes | 45 | Conventional | PC | ACDG - Li-Ion Hybrid
IM0423 | IHS_IMO_1064A | IM0423 | IMO-Z1 | Aba Rd |  | Eke Isu Market Square, Obiangwu, Off Mbaise Airport Road, Ngor Okpala, Imo state | IMO-T3 | Asaba | Imo | Olufemi Alade | Tunde Oyelowo | Solomon Oluwole Akinrande | Chris P. Ugochukwu | Telsson Afekhua | Olanrewaju Ayoola | Moses Umoke | 15 KVA | ACDG | Outdoor | On Air | P4 | INT-Primary | INT | 5.4316 | 7.1849 | Manual | No | No | BTS | Yes | 54 | Conventional | Generator Only | ACDG - Conventional
IM0430 | IHS_IMO_1065A | IM0430 | IMO-Z4 | ORLU |  | Umueze Village Nkwerre | IMO-T8 | Asaba | Imo | Ani Kelvin Ifeanyi | Ohenhen Raymond Igho | Solomon Oluwole Akinrande | Chris P. Ugochukwu | Emmanuel Okoye | Olanrewaju Ayoola | Moses Umoke | 15 KVA | ACDG | Outdoor | On Air | P4 | INT-Primary | INT | 5.7526 | 7.1016 | Auto | No | Yes | BTS | Yes | 36 | Conventional | PC | ACDG - Li-Ion Hybrid
IM0426 | IHS_IMO_1067A | IM0426 | IMO-Z1 | Aba Rd |  | Eke Nworie Market Square, Nworie, Ngo Okpala LGA, Imo state | IMO-T3 | Asaba | Imo | Olufemi Alade | Tunde Oyelowo | Solomon Oluwole Akinrande | Chris P. Ugochukwu | Telsson Afekhua | Olanrewaju Ayoola | Moses Umoke | 20 KVA | ACDG | Outdoor | On Air | P4 | INT-Primary | INT | 5.3584 | 7.2244 | Auto | No | Yes | BTS | Yes | 36 | Conventional | PC | ACDG - Li-Ion Hybrid
IM0422 | IHS_IMO_1068A | IM0422 | IMO-Z3 | Mbaise |  | NJOKU SIMON UGONNA'S PLOT, EKE UMUNAKANU MARKET SQUARE, EHIME MBANO LGA, IMO STATE | IMO-T5 | Asaba | Imo | Aderoju Monsuru Ademola | Isaiah Joseph | Solomon Oluwole Akinrande | Chris P. Ugochukwu | James Igbode | Olanrewaju Ayoola | Moses Umoke | 20 KVA | ACDG | Outdoor | On Air | P1 | INT-Primary | INT | 5.6534 | 7.2582 | Auto | No | Yes | BTS | Yes | 45 | Conventional | PC | ACDG - Li-Ion Hybrid
IM0106 | IHS_IMO_1069A | IM0106 | IMO-Z3 | Mbaise |  | Chukwocha Iheanacho Compound, Umuode/Amainyi Community, Ihitte Uboma LGA, Imo state | IMO-T5 | Asaba | Imo | Aderoju Monsuru Ademola | Isaiah Joseph | Solomon Oluwole Akinrande | Chris P. Ugochukwu | James Igbode | Olanrewaju Ayoola | Moses Umoke | 20 KVA | ACDG | Outdoor | On Air | P1 | INT-Primary | INT | 5.5954 | 7.3905 | Auto | No | Yes | BTS | Yes | 54 | Conventional | PC | ACDG - Li-Ion Hybrid
IM0051 | IHS_IMO_1071A | IM0051 | IMO-Z1 | Aba Rd |  | Ngali Loghara Community, Off Umuhiago Village, Off Airport Road, Ngor Okpala LGA, Imo state | IMO-T3 | Asaba | Imo | Olufemi Alade | Tunde Oyelowo | Solomon Oluwole Akinrande | Chris P. Ugochukwu | Telsson Afekhua | Olanrewaju Ayoola | Moses Umoke | 15 KVA | ACDG | Outdoor | On Air | P4 | INT-Primary | INT | 5.435 | 7.2196 | Auto | No | Yes | BTS | Yes | 45 | Conventional | PC | ACDG - Li-Ion Hybrid
IM0393 | IHS_IMO_1073A | IM0393 | IMO-Z4 | ORLU |  | ALA IHU OKUTU, UMUDIHENEKU AMIZAA, ISU L.G.A., IMO STATE | IMO-T8 | Asaba | Imo | Ani Kelvin Ifeanyi | Ohenhen Raymond Igho | Solomon Oluwole Akinrande | Chris P. Ugochukwu | Emmanuel Okoye | Olanrewaju Ayoola | Moses Umoke | 15 KVA | ACDG | Outdoor | On Air | P1 | INT-Primary | INT | 5.7175 | 7.0795 | Auto | No | Yes | HUB | Yes | 45 | Conventional | PC | ACDG - Li-Ion Hybrid
IM0415 | IHS_IMO_1075A | IM0415 | IMO-Z1 | Aba Rd |  | Ogbeke Obibie, Owerri North, Imo state | IMO-T3 | Asaba | Imo | Olufemi Alade | Tunde Oyelowo | Solomon Oluwole Akinrande | Chris P. Ugochukwu | Telsson Afekhua | Olanrewaju Ayoola | Moses Umoke | 20 KVA | ACDG | Outdoor | On Air | P4 | INT-Primary | INT | 5.3812 | 7.0639 | Auto | No | Yes | BTS | Yes | 45 | Conventional | PC | ACDG - Li-Ion Hybrid
IM0416 | IHS_IMO_1076A | IM0416 | IMO-Z1 | PH Rd |  | Land along Uborji Okuku, by Amapu Okuku Bustop, Owerri West, Imo state | IMO-T1 | Asaba | Imo | Olayemi Bode | Tunde Oyelowo | Solomon Oluwole Akinrande | Chris P. Ugochukwu | Chinedu Okoronkwo | Olanrewaju Ayoola | Moses Umoke | 20 KVA | ACDG | Outdoor | On Air | P3 | INT-Primary | INT | 5.478 | 6.947 | Auto | No | Yes | BTS | Yes | 45 | Conventional | PC | ACDG - Li-Ion Hybrid
IM0418 | IHS_IMO_1078A | IM0418 | IMO-Z1 | PH Rd | P1 ¦ B3143 | Emeabiam Village Square | IMO-T1 | Asaba | Imo | Olayemi Bode | Tunde Oyelowo | Solomon Oluwole Akinrande | Chris P. Ugochukwu | Chinedu Okoronkwo | Olanrewaju Ayoola | Moses Umoke | 15 KVA | ACDG | Outdoor | On Air | P1 | INT-Primary | INT | 5.3412 | 7.0264 | Auto | No | Yes | HUB | Yes | 45 | Conventional | PC | ACDG - Li-Ion Hybrid
IM0342 | IHS_IMO_1080A | IM0342 | IMO-Z3 | Amaraku |  | Along Ihitte Road, Orie Ochii Bustop, Mbaitoli LGA, Imo state | IMO-T6 | Asaba | Imo | Azode Martins | Isaiah Joseph | Solomon Oluwole Akinrande | Chris P. Ugochukwu | James Igbode | Olanrewaju Ayoola | Moses Umoke | 15 KVA | ACDG | Outdoor | On Air | P4 | INT-Primary | INT | 5.6375 | 7.0987 | Auto | No | Yes | BTS | Yes | 45 | Conventional | PC | ACDG - Li-Ion Hybrid
IM0424 | IHS_IMO_1081A | IM0424 | IMO-Z2 | Onitsha Rd |  | Opposite Post Office & CDM, Orou-Quarters, Orsu-Obodo, Oguta LGA, Imo state | IMO-T7 | Asaba | Imo | Kingsley Chibuzor | Adesiyun, I Michael | Solomon Oluwole Akinrande | Chris P. Ugochukwu | Chukwuemeka Onwughalu | Olanrewaju Ayoola | Moses Umoke | 15 KVA | ACDG | Outdoor | On Air | P4 | INT-Primary | INT | 5.6951 | 6.8034 | Auto | No | No | BTS | Yes | 54 | Conventional | Solar + PC | ACDG - Solar+Li-Ion Hybrid
IM0033 | IHS_IMO_1083A | IM0033 | IMO-Z2 | Onitsha Rd |  | Nkwesi Community, Akabor rd, after Akabor Community, by Ukworji Junction, Onitsha Rd, Oguta LGA, Imo state | IMO-T7 | Asaba | Imo | Kingsley Chibuzor | Adesiyun, I Michael | Solomon Oluwole Akinrande | Chris P. Ugochukwu | Chukwuemeka Onwughalu | Olanrewaju Ayoola | Moses Umoke | 15 KVA | ACDG | Outdoor | On Air | P1 | INT-Primary | INT | 5.6831 | 6.8463 | Auto | No | Yes | HUB | Yes [No comms] | 54 | Conventional | PC | ACDG - Li-Ion Hybrid
IM0405 | IHS_IMO_1084A | IM0405 | IMO-Z3 | Mbaise |  | NWOKEKE BASIL'S PLOT, EZEOKE NSU, MBANO LGA, IMO STATE | IMO-T5 | Asaba | Imo | Aderoju Monsuru Ademola | Isaiah Joseph | Solomon Oluwole Akinrande | Chris P. Ugochukwu | James Igbode | Olanrewaju Ayoola | Moses Umoke | 20 KVA | ACDG | Outdoor | On Air | P4 | INT-Primary | INT | 5.6375 | 7.3368 | Auto | No | Yes | BTS | Yes | 55 | Conventional | PC | ACDG - Li-Ion Hybrid
IM0439 | IHS_IMO_1085A | IM0439 | IMO-Z1 | Aba Rd |  | Umuriem Nekede Extension, Off ST Catholic Church Road, Nekede, Imo state | IMO-T3 | Asaba | Imo | Olufemi Alade | Tunde Oyelowo | Solomon Oluwole Akinrande | Chris P. Ugochukwu | Telsson Afekhua | Olanrewaju Ayoola | Moses Umoke | 15 KVA | ACDG | Outdoor | On Air | P3 | INT-Primary | INT | 5.4415 | 7.0259 | Auto | No | Yes | BTS | Yes [No comms] | 36 | Conventional | PC | ACDG - Li-Ion Hybrid
IM0438 | IHS_IMO_1087A | IM0438 | IMO-Z2 | Onitsha Rd |  | Ibiasoegbe St, Off Orlu Rd, Imeoha, Mgbidi, New City Development Committee, Oru West, Imo state | IMO-T7 | Asaba | Imo | Kingsley Chibuzor | Adesiyun, I Michael | Solomon Oluwole Akinrande | Chris P. Ugochukwu | Emmanuel Okoye | Olanrewaju Ayoola | Moses Umoke | 20 KVA | ACDG | Outdoor | On Air | P4 | INT-Primary | INT | 5.7395 | 6.8943 | Auto | No | Yes | BTS | Yes | 36 | Conventional | PC | ACDG - Li-Ion Hybrid
IM0419 | IHS_IMO_1088A | IM0419 | IMO-Z4 | ORLU |  | Ozuomee Urualla, Along Afor - Urualla Road, Ideato North, Imo state | IMO-T8 | Asaba | Imo | Ani Kelvin Ifeanyi | Ohenhen Raymond Igho | Solomon Oluwole Akinrande | Chris P. Ugochukwu | Emmanuel Okoye | Olanrewaju Ayoola | Moses Umoke | 20 KVA | ACDG | Outdoor | On Air | P3 | INT-Primary | INT | 5.8652 | 7.0796 | Auto | No | Yes | BTS | Yes | 45 | Conventional | PC | ACDG - Li-Ion Hybrid
IM0432 | IHS_IMO_1091A | IM0432 | IMO-Z3 | Mbaise |  | UMUARIEZE ROAD OF UMUAGBAJE UMUOKPARA NSU, EHIME MBANO LGA, IMO STATE | IMO-T5 | Asaba | Imo | Aderoju Monsuru Ademola | Isaiah Joseph | Solomon Oluwole Akinrande | Chris P. Ugochukwu | James Igbode | Olanrewaju Ayoola | Moses Umoke | 15 KVA | ACDG | Outdoor | On Air | P1 | INT-Primary | INT | 5.6592 | 7.315 | Auto | No | Yes | BTS | Yes | 54 | Conventional | Solar + PC | ACDG - Solar+Li-Ion Hybrid
IM0339 | IHS_IMO_1092A | IM0339 | IMO-Z4 | ORLU |  | Ben Ezike's Plot Amanato | IMO-T8 | Asaba | Imo | Ani Kelvin Ifeanyi | Ohenhen Raymond Igho | Solomon Oluwole Akinrande | Chris P. Ugochukwu | Emmanuel Okoye | Olanrewaju Ayoola | Moses Umoke | 15 KVA | ACDG | Outdoor | On Air | P4 | INT-Primary | INT | 5.7717 | 6.9891 | Auto | No | Yes | BTS | Yes | 36 | Conventional | PC | ACDG - Li-Ion Hybrid
IM0526 | IHS_IMO_1095A | IM0526 | IMO-Z4 | ORLU |  | AKAKPARA'S PLOT OKWURUOKWU, AMANACHI, ORSU LGA, IMO STATE | IMO-T8 | Asaba | Imo | Ani Kelvin Ifeanyi | Ohenhen Raymond Igho | Solomon Oluwole Akinrande | Chris P. Ugochukwu | Emmanuel Okoye | Olanrewaju Ayoola | Moses Umoke | 20 KVA | ACDG | Outdoor | On Air | P4 | INT-Primary | INT | 5.8048 | 6.9775 | Auto | No | Yes | BTS | Yes | 45 | Conventional | PC | ACDG - Li-Ion Hybrid
IM0640 | IHS_IMO_1096A | IM0640 | IMO-Z4 | ORLU |  | Opposite Emmanuel Anglican Church, Umuoka-Ukwuababiri Rd, Orsu LGA, Enugu state | IMO-T8 | Asaba | Imo | Ani Kelvin Ifeanyi | Ohenhen Raymond Igho | Solomon Oluwole Akinrande | Chris P. Ugochukwu | Emmanuel Okoye | Olanrewaju Ayoola | Moses Umoke | 20 KVA | ACDG | Outdoor | On Air | P1 | INT-Primary | INT | 5.8517 | 6.9921 | Auto | No | Yes | BTS | Yes | 55 | Conventional | PC | ACDG - Li-Ion Hybrid
IM0669 | IHS_IMO_1097A | IM0669 | IMO-Z4 | ORLU |  | UMUDEI AMAOKPARA COMMUNITY, IMO STATE | IMO-T8 | Asaba | Imo | Ani Kelvin Ifeanyi | Ohenhen Raymond Igho | Solomon Oluwole Akinrande | Chris P. Ugochukwu | Emmanuel Okoye | Olanrewaju Ayoola | Moses Umoke | 15 KVA | ACDG | Outdoor | On Air | P4 | INT-Primary | INT | 5.7734 | 7.0786 | Auto | No | Yes | BTS | Yes | 35 | Conventional | PC | ACDG - Li-Ion Hybrid
IM0678 | IHS_IMO_1098A | IM0678 | IMO-Z1 | Aba Rd |  | Umuechem Umuhu, Old Mark Square, Off Owerri-Aba road, Ngo-Okpala, Imo state | IMO-T3 | Asaba | Imo | Olufemi Alade | Tunde Oyelowo | Solomon Oluwole Akinrande | Chris P. Ugochukwu | Telsson Afekhua | Olanrewaju Ayoola | Moses Umoke | 20 KVA | ACDG | Outdoor | On Air | P4 | INT-Primary | INT | 5.356 | 7.2094 | Auto | No | Yes | BTS | Yes | 35 | Conventional | PC | ACDG - Li-Ion Hybrid
IM0512 | IHS_IMO_1099A | IM0512 | IMO-Z1 | Aba Rd |  | Seat Of wisdom Road, Off Owerri-Aba Expressway, Ulakwo, Ngor Okpala, Owerri, Imo state | IMO-T3 | Asaba | Imo | Olufemi Alade | Tunde Oyelowo | Solomon Oluwole Akinrande | Chris P. Ugochukwu | Telsson Afekhua | Olanrewaju Ayoola | Moses Umoke | 15 KVA | ACDG | Outdoor | On Air | P4 | INT-Primary | INT | 5.4281 | 7.1269 | Auto | No | Yes | BTS | Yes | 45 | Conventional | PC | ACDG - Li-Ion Hybrid
IM0515 | IHS_IMO_1100A | IM0515 | IMO-Z4 | OKIGWE |  | Besides Holiness Brand Misson Church, Along Ndiakwaeke road, Okigwe Town, Okigwe LGA, Imo state | IMO-T9 | Asaba | Imo | Umaru B. Ahmodu | Ohenhen Raymond Igho | Solomon Oluwole Akinrande | Chris P. Ugochukwu | James Igbode | Olanrewaju Ayoola | Moses Umoke | 15 KVA | ACDG | Outdoor | On Air | P2 | INT-Primary | INT | 5.8224 | 7.3461 | Auto | No | Yes | HUB | Yes | 25 | Conventional | PC | ACDG - Li-Ion Hybrid
IM0664 | IHS_IMO_1103A | IM0664 | IMO-Z3 | Mbaise |  | Nkwo Ihitte Market Square, Nkwo Ihitte Community, Along Umuguoma Village road, Ihitte Uboma LGA, Imo state | IMO-T5 | Asaba | Imo | Aderoju Monsuru Ademola | Isaiah Joseph | Solomon Oluwole Akinrande | Chris P. Ugochukwu | James Igbode | Olanrewaju Ayoola | Moses Umoke | 20 KVA | ACDG | Outdoor | On Air | P4 | INT-Primary | INT | 5.6166 | 7.3416 | Auto | No | Yes | BTS | Yes [No comms] | 35 | Conventional | PC | ACDG - Li-Ion Hybrid
IM0525 | IHS_IMO_1104A | IM0525 | IMO-Z3 | Mbaise |  | UMUNUHU NSU,EHIME MBANO LGA, IMO STATE | IMO-T5 | Asaba | Imo | Aderoju Monsuru Ademola | Isaiah Joseph | Solomon Oluwole Akinrande | Chris P. Ugochukwu | James Igbode | Olanrewaju Ayoola | Moses Umoke | 20 KVA | ACDG | Outdoor | On Air | P4 | INT-Primary | INT | 5.6475 | 7.3434 | Auto | No | Yes | BTS | Yes | 35 | Conventional | PC | ACDG - Li-Ion Hybrid
IM0551 | IHS_IMO_1107A | IM0551 | IMO-Z2 | Mbaitolu |  | No 16 benji Street, Off Dr Perry Ekwunaza Avenue, Off Amakohia Owerri-Orlu road, Imo state | IMO-T4 | Asaba | Imo | Wisdom Patrick | Adesiyun, I Michael | Solomon Oluwole Akinrande | Chris P. Ugochukwu | Chinwendu Nwanguma | Olanrewaju Ayoola | Moses Umoke | 20 KVA | ACDG | Outdoor | On Air | P2 | INT-Primary | INT | 5.514 | 7.0269 | Auto | No | Yes | BTS | Yes | 35 | Conventional | PC | ACDG - Li-Ion Hybrid
IM0622 | IHS_IMO_1108A | IM0622 | IMO-Z1 | Aba Rd |  | Central School, Umuohiagu, Ngo Okpala, Imo state | IMO-T3 | Asaba | Imo | Olufemi Alade | Tunde Oyelowo | Solomon Oluwole Akinrande | Chris P. Ugochukwu | Telsson Afekhua | Olanrewaju Ayoola | Moses Umoke | 20 KVA | ACDG | Outdoor | On Air | P4 | INT-Primary | INT | 5.4066 | 7.2044 | Auto | No | Yes | BTS | Yes | 35 | Conventional | PC | ACDG - Li-Ion Hybrid
IM0447 | IHS_IMO_1109A | IM0447 | Off Air | Off Air | Off Air | Off Air | Off Air | Off Air | Off Air | Off Air | Off Air | Off Air | Chris P. Ugochukwu | Telsson Afekhua | Olanrewaju Ayoola | Moses Umoke | 20 KVA | ACDG | Off Air | Off Air | P1 | INT-Primary | INT | Off Air | Off Air | Off Air | No | No | HUB | Off Air | 35 | Off Air | Off Air | Off Air
IM0656 | IHS_IMO_1113A | IM0656 | IMO-Z2 | Onitsha Rd |  | UHU OBOKWE' OPP. AFARA SECONDARY SCH, UMUEZIKI, AFARA, MBAITOLI LGA, IMO STATE | IMO-T7 | Asaba | Imo | Kingsley Chibuzor | Adesiyun, I Michael | Solomon Oluwole Akinrande | Chris P. Ugochukwu | Emmanuel Okoye | Olanrewaju Ayoola | Moses Umoke | 15 KVA | ACDG | Outdoor | On Air | P4 | INT-Primary | INT | 5.6172 | 7.0031 | Auto | No | Yes | BTS | Yes [No comms] | 35 | Conventional | PC | ACDG - Li-Ion Hybrid
IM0612 | IHS_IMO_1114A | IM0612 | IMO-Z3 | Mbaise |  | Opposite Ehume Community Primary school, Ehume community, Obowo LGA, Imo state | IMO-T5 | Asaba | Imo | Aderoju Monsuru Ademola | Isaiah Joseph | Solomon Oluwole Akinrande | Chris P. Ugochukwu | James Igbode | Olanrewaju Ayoola | Moses Umoke | 15 KVA | ACDG | Outdoor | On Air | P4 | INT-Primary | INT | 5.5569 | 7.3772 | Manual | No | No | BTS | Yes | 55 | Conventional | Generator Only | ACDG - Conventional
IM0615 | IHS_IMO_1115A | IM0615 | IMO-Z3 | Mbaise |  | No 4, Omega road, Umuchima, Umuosisi, Obizi Ezinihitte Mbasie LGA, Imo state | IMO-T5 | Asaba | Imo | Aderoju Monsuru Ademola | Isaiah Joseph | Solomon Oluwole Akinrande | Chris P. Ugochukwu | Telsson Afekhua | Olanrewaju Ayoola | Moses Umoke | 15 KVA | ACDG | Outdoor | On Air | P1 | INT-Primary | INT | 5.5058 | 7.3493 | Manual | No | No | BTS | Yes | 45 | Conventional | Generator Only | ACDG - Conventional
IM0670 | IHS_IMO_1117A | IM0670 | IMO-Z4 | ORLU |  | Umunwoke Eziama, Nkwerre LGA, Imo state | IMO-T8 | Asaba | Imo | Ani Kelvin Ifeanyi | Ohenhen Raymond Igho | Solomon Oluwole Akinrande | Chris P. Ugochukwu | Emmanuel Okoye | Olanrewaju Ayoola | Moses Umoke | 20 KVA | ACDG | Outdoor | On Air | P4 | INT-Primary | INT | 5.7391 | 7.0926 | Auto | No | Yes | BTS | Yes | 45 | Conventional | PC | ACDG - Li-Ion Hybrid
IM0555 | IHS_IMO_1120A | IM0555 | IMO-Z1 | Owerri |  | Along Umuazonye Rd, Nkwoorji Junction, Uvatta, Off Owerri Ring road, Imo state | IMO-T2 | Asaba | Imo | Stephen Nwanze | Tunde Oyelowo | Solomon Oluwole Akinrande | Chris P. Ugochukwu | Chinwendu Nwanguma | Olanrewaju Ayoola | Moses Umoke | 20 KVA | ACDG | Outdoor | On Air | P2 | INT-Primary | INT | 5.531 | 7.0638 | Auto | No | Yes | BTS | Yes | 35 | Conventional | PC | ACDG - Li-Ion Hybrid
IM0529 | IHS_IMO_1121A | IM0529 | IMO-Z4 | ORLU |  | Mike Arusika's Plot,Amamba Akuma | IMO-T8 | Asaba | Imo | Ani Kelvin Ifeanyi | Ohenhen Raymond Igho | Solomon Oluwole Akinrande | Chris P. Ugochukwu | Emmanuel Okoye | Olanrewaju Ayoola | Moses Umoke | 15 KVA | ACDG | Outdoor | On Air | P4 | INT-Primary | INT | 5.8063 | 6.9497 | Auto | No | Yes | BTS | Yes | 35 | Conventional | PC | ACDG - Li-Ion Hybrid
IM0616 | IHS_IMO_1123A | IM0616 | IMO-Z3 | Mbaise |  | Nwankwo Market, Umuhu Egberenum Ezudo Autonomous Community, Ezinihitte LGA, Mbaise, Imo state | IMO-T5 | Asaba | Imo | Aderoju Monsuru Ademola | Isaiah Joseph | Solomon Oluwole Akinrande | Chris P. Ugochukwu | Telsson Afekhua | Olanrewaju Ayoola | Moses Umoke | 20 KVA | ACDG | Outdoor | On Air | P4 | INT-Primary | INT | 5.4839 | 7.3503 | Auto | No | Yes | BTS | Yes | 55 | Conventional | Solar + PC | ACDG - Solar+Li-Ion Hybrid
IM0642 | IHS_IMO_1124A | IM0642 | IMO-Z2 | Mbaitolu |  | Echimechi Ohii Community | IMO-T4 | Asaba | Imo | Wisdom Patrick | Adesiyun, I Michael | Solomon Oluwole Akinrande | Chris P. Ugochukwu | Chukwuemeka Onwughalu | Olanrewaju Ayoola | Moses Umoke | 15 KVA | ACDG | Outdoor | On Air | P4 | INT-Primary | INT | 5.5474 | 7.0003 | Manual | No | No | BTS | Yes | 35 | Conventional | Generator Only | ACDG - Conventional
IM0690 | IHS_IMO_1125A | IM0690 | IMO-Z3 | Amaraku |  | Bishop benedict Njowu's Compoud, Umudike Umuneke, Isiala Mbano LGA, Imo state | IMO-T6 | Asaba | Imo | Azode Martins | Isaiah Joseph | Solomon Oluwole Akinrande | Chris P. Ugochukwu | James Igbode | Olanrewaju Ayoola | Moses Umoke | 20 KVA | ACDG | Outdoor | On Air | P1 | INT-Primary | INT | 5.6633 | 7.1969 | Auto | No | Yes | HUB | Yes | 35 | Conventional | PC | ACDG - Li-Ion Hybrid
IM0648 | IHS_IMO_1127A | IM0648 | IMO-Z3 | Mbaise |  | UMUTUKURU - UMURIAM OBOWO, OBOWO LGA, IMO STATE | IMO-T5 | Asaba | Imo | Aderoju Monsuru Ademola | Isaiah Joseph | Solomon Oluwole Akinrande | Chris P. Ugochukwu | James Igbode | Olanrewaju Ayoola | Moses Umoke | 20 KVA | ACDG | Outdoor | On Air | P4 | INT-Primary | INT | 5.5578 | 7.343 | Auto | No | Yes | BTS | Yes | 45 | Conventional | PC | ACDG - Li-Ion Hybrid
IM0659 | IHS_IMO_1128A | IM0659 | IMO-Z2 | Onitsha Rd |  | LAND ARMY, UMANUA, IFAKALA, MBAITOLI LGA, IMO STATE | IMO-T7 | Asaba | Imo | Kingsley Chibuzor | Adesiyun, I Michael | Solomon Oluwole Akinrande | Chris P. Ugochukwu | Chukwuemeka Onwughalu | Olanrewaju Ayoola | Moses Umoke | 15 KVA | ACDG | Outdoor | On Air | P4 | INT-Primary | INT | 5.5945 | 6.997 | Manual | No | No | BTS | Yes | 35 | Conventional | Generator Only | ACDG - Conventional
IM0661 | IHS_IMO_1129A | IM0661 | IMO-Z3 | Amaraku |  | Along Abba road, By Eke Ezeala Bustop, Bedide Eziama Timber market, Abaeke Eziama, Isiala Mbano LGA, Imo state | IMO-T6 | Asaba | Imo | Azode Martins | Isaiah Joseph | Solomon Oluwole Akinrande | Chris P. Ugochukwu | Emmanuel Okoye | Olanrewaju Ayoola | Moses Umoke | 15 KVA | ACDG | Outdoor | On Air | P2 | INT-Primary | INT | 5.7206 | 7.1658 | Auto | No | Yes | BTS | Yes | 35 | Conventional | PC | ACDG - Li-Ion Hybrid
IM0655 | IHS_IMO_1130A | IM0655 | IMO-Z2 | Onitsha Rd |  | Girls Secondary Technical School, Off Umuaka Roundabout, Umuaka Njaba LGA, Imo state | IMO-T7 | Asaba | Imo | Kingsley Chibuzor | Adesiyun, I Michael | Solomon Oluwole Akinrande | Chris P. Ugochukwu | Emmanuel Okoye | Olanrewaju Ayoola | Moses Umoke | 15 KVA | ACDG | Outdoor | On Air | P3 | INT-Primary | INT | 5.6624 | 6.9989 | Auto | No | Yes | BTS | Yes | 35 | Conventional | PC | ACDG - Li-Ion Hybrid
IM0672 | IHS_IMO_1132A | IM0672 | IMO-Z3 | Amaraku |  | COMMUNITY SCHOOL UMUNNAKARA, ISU NWANGELE LGA, IMO STATE | IMO-T6 | Asaba | Imo | Azode Martins | Isaiah Joseph | Solomon Oluwole Akinrande | Chris P. Ugochukwu | Emmanuel Okoye | Olanrewaju Ayoola | Moses Umoke | 20 KVA | ACDG | Outdoor | On Air | P4 | INT-Primary | INT | 5.7055 | 7.1196 | Auto | No | Yes | BTS | Yes | 35 | Conventional | PC | ACDG - Li-Ion Hybrid
IM0636 | IHS_IMO_1134A | IM0636 | IMO-Z2 | Mbaitolu |  | No 2 Obinna Street, Orji, Off Hardel Junction, Okigwe road, Owerri, Imo state | IMO-T4 | Asaba | Imo | Wisdom Patrick | Adesiyun, I Michael | Solomon Oluwole Akinrande | Chris P. Ugochukwu | Chinwendu Nwanguma | Olanrewaju Ayoola | Moses Umoke | 20 KVA | ACDG | Outdoor | On Air | P2 | INT-Primary | INT | 5.5196 | 7.0461 | Auto | No | Yes | BTS | Yes | 22 | Conventional | PC | ACDG - Li-Ion Hybrid
IM0530 | IHS_IMO_1136A | IM0530 | IMO-Z4 | ORLU |  | Akubueze's Plot,Akwuorji Ezeogu | IMO-T8 | Asaba | Imo | Ani Kelvin Ifeanyi | Ohenhen Raymond Igho | Solomon Oluwole Akinrande | Chris P. Ugochukwu | Emmanuel Okoye | Olanrewaju Ayoola | Moses Umoke | 15 KVA | ACDG | Outdoor | On Air | P4 | INT-Primary | INT | 5.8211 | 6.9435 | Auto | No | Yes | BTS | Yes | 25 | Conventional | PC | ACDG - Li-Ion Hybrid
IM0527 | IHS_IMO_1137A | IM0527 | IMO-Z1 | Aba Rd |  | Along Umuike Ihitte Ogada Road, Off Emekuku Market Bustop, Mbasie Rd, Imo state | IMO-T3 | Asaba | Imo | Olufemi Alade | Tunde Oyelowo | Solomon Oluwole Akinrande | Chris P. Ugochukwu | Telsson Afekhua | Olanrewaju Ayoola | Moses Umoke | 15 KVA | ACDG | Outdoor | On Air | P3 | INT-Primary | INT | 5.486 | 7.1003 | Auto | No | Yes | BTS | Yes | 45 | Conventional | PC | ACDG - Li-Ion Hybrid
IM0617 | IHS_IMO_1139A | IM0617 | IMO-Z1 | Aba Rd |  | Beside Igwe's Palace,Emekuku market bustop, along Umuike Ihitte Ogada Rd, off Mbasie Rd, Imo state | IMO-T3 | Asaba | Imo | Olufemi Alade | Tunde Oyelowo | Solomon Oluwole Akinrande | Chris P. Ugochukwu | Telsson Afekhua | Olanrewaju Ayoola | Moses Umoke | 20 KVA | ACDG | Outdoor | On Air | P4 | INT-Secondary | INT | 5.477 | 7.1035 | Auto | No | Yes | BTS | Yes | 25 | Conventional | PC | ACDG - Li-Ion Hybrid
IM0637 | IHS_IMO_1140A | IM0637 | IMO-Z1 | Owerri |  | No 20, Ibe Street, Orji, Off Okigwe road, Owerri, Imo state | IMO-T2 | Asaba | Imo | Stephen Nwanze | Tunde Oyelowo | Solomon Oluwole Akinrande | Chris P. Ugochukwu | Chinwendu Nwanguma | Olanrewaju Ayoola | Moses Umoke | 20 KVA | ACDG | Outdoor | On Air | P3 | INT-Primary | INT | 5.5178 | 7.0523 | Auto | No | Yes | BTS | Yes | 25 | Conventional | PC | ACDG - Li-Ion Hybrid
IM0667 | IHS_IMO_1144A | IM0667 | IMO-Z4 | ORLU |  | Umuezike Community Mkt | IMO-T8 | Asaba | Imo | Ani Kelvin Ifeanyi | Ohenhen Raymond Igho | Solomon Oluwole Akinrande | Chris P. Ugochukwu | Emmanuel Okoye | Olanrewaju Ayoola | Moses Umoke | 20 KVA | ACDG | Outdoor | On Air | P4 | INT-Primary | INT | 5.759 | 7.0511 | Auto | No | Yes | BTS | Yes | 45 | Conventional | PC | ACDG - Li-Ion Hybrid
IM0621 | IHS_IMO_1147A | IM0621 | IMO-Z1 | Aba Rd |  | Umuohiagu Village Off Imo Airport Road, Umuohiagu, Ngor Okpala, Imo state | IMO-T3 | Asaba | Imo | Olufemi Alade | Tunde Oyelowo | Solomon Oluwole Akinrande | Chris P. Ugochukwu | Telsson Afekhua | Olanrewaju Ayoola | Moses Umoke | 15 KVA | ACDG | Outdoor | On Air | P4 | INT-Primary | INT | 5.411 | 7.1891 | Auto | No | Yes | BTS | Yes | 25 | Conventional | PC | ACDG - Li-Ion Hybrid
IM0677 | IHS_IMO_1148A | IM0677 | IMO-Z2 | Mbaitolu |  | 24, MBONU OJIKE STREET, IKENEGBU, OWERRI MUNICIPAL LGA, IMO STATE | IMO-T4 | Asaba | Imo | Wisdom Patrick | Adesiyun, I Michael | Solomon Oluwole Akinrande | Chris P. Ugochukwu | Chinwendu Nwanguma | Olanrewaju Ayoola | Moses Umoke | 15 KVA | ACDG | Outdoor | On Air | P4 | INT-Primary | INT | 5.5181 | 7.0373 | Auto | No | Yes | BTS | Yes | 22 | Conventional | PC | ACDG - Li-Ion Hybrid
IM0592 | IHS_IMO_1149A | IM0592 | IMO-Z1 | Aba Rd |  | Umueze Umuhu Community, Off Owerri-Aba Expressway, Ngor Okpala LGA, Imo state | IMO-T3 | Asaba | Imo | Olufemi Alade | Tunde Oyelowo | Solomon Oluwole Akinrande | Chris P. Ugochukwu | Telsson Afekhua | Olanrewaju Ayoola | Moses Umoke | 20 KVA | ACDG | Outdoor | On Air | P4 | INT-Primary | INT | 5.3469 | 7.2173 | Auto | No | Yes | BTS | Yes | 25 | Conventional | PC | ACDG - Li-Ion Hybrid
IM0629 | IHS_IMO_1152A | IM0629 | IMO-Z4 | ORLU |  | OPP. TOWN SCHOOL, AMAIGBO, NWANGELE LGA, IMO STATE | IMO-T8 | Asaba | Imo | Ani Kelvin Ifeanyi | Ohenhen Raymond Igho | Solomon Oluwole Akinrande | Chris P. Ugochukwu | Emmanuel Okoye | Olanrewaju Ayoola | Moses Umoke | 20 KVA | ACDG | Outdoor | On Air | P1 | INT-Primary | INT | 5.6931 | 7.097 | Auto | No | Yes | BTS | Yes | 35 | Conventional | PC | ACDG - Li-Ion Hybrid
IM0607 | IHS_IMO_1155A | IM0607 | IMO-Z4 | ORLU |  | OMUDIMORJI KINDRED, UMUDIATU VILLAGE, ORLU TOWN, OPPOSITE COCA-COLA DEPOT BY B.S.C ROAD, ORLU LGA, IMO STATE | IMO-T8 | Asaba | Imo | Ani Kelvin Ifeanyi | Ohenhen Raymond Igho | Solomon Oluwole Akinrande | Chris P. Ugochukwu | Emmanuel Okoye | Olanrewaju Ayoola | Moses Umoke | 15 KVA | ACDG | Outdoor | On Air | P3 | INT-Primary | INT | 5.7901 | 7.0538 | Manual | No | No | BTS | Yes | 35 | Conventional | Generator Only | ACDG - Conventional
IM0435 | IHS_IMO_1158A | IM0435 | IMO-Z2 | Mbaitolu |  | Opposite Community Secondary School, along Ndegwu-Amakohia Ubi Road, Amakphia Ubi, Owerri West, Imo state | IMO-T4 | Asaba | Imo | Wisdom Patrick | Adesiyun, I Michael | Solomon Oluwole Akinrande | Chris P. Ugochukwu | Chukwuemeka Onwughalu | Olanrewaju Ayoola | Moses Umoke | 15 KVA | ACDG | Outdoor | On Air | P3 | INT-Primary | INT | 5.5449 | 6.953 | Manual | No | Yes | BTS | Yes | 36 | Conventional | Generator Only | ACDG - Conventional
IM0713 | IHS_IMO_1162A | IM0713 | IMO-Z3 | Amaraku |  | Along Umu Ehihe-Umununkpee road, bu Afor Uzuagba, Umunkpee Uzuagba, Ikedunu LGA, Imo state | IMO-T6 | Asaba | Imo | Azode Martins | Isaiah Joseph | Solomon Oluwole Akinrande | Chris P. Ugochukwu | James Igbode | Olanrewaju Ayoola | Moses Umoke | 20 KVA | ACDG | Outdoor | On Air | P1 | INT-Primary | INT | 5.5349 | 7.1194 | Auto | No | Yes | BTS | Yes | 55 | Conventional | Solar + PC | ACDG - Solar+Li-Ion Hybrid
IM0673 | IHS_IMO_1163A | IM0673 | Off Air | Off Air | Off Air | Off Air | Off Air | Off Air | Off Air | Off Air | Off Air | Off Air | Chris P. Ugochukwu | Chukwuemeka Onwughalu | Olanrewaju Ayoola | Moses Umoke | 15 KVA | ACDG | Off Air | Off Air | P1 | INT-Primary | INT | Off Air | Off Air | Off Air | No | No | BTS | Off Air | 35 | Off Air | Off Air | Off Air
IM0632 | IHS_IMO_1165A | IM0632 | IMO-Z3 | Amaraku |  | Along Umu Ekpere Rd, Umunnanochie, Akabo, Ikeduru LGA, Imo state | IMO-T6 | Asaba | Imo | Azode Martins | Isaiah Joseph | Solomon Oluwole Akinrande | Chris P. Ugochukwu | James Igbode | Olanrewaju Ayoola | Moses Umoke | 15 KVA | ACDG | Outdoor | On Air | P1 | INT-Primary | INT | 5.5659 | 7.0913 | Auto | No | Yes | HUB | Yes | 35 | Conventional | PC | ACDG - Li-Ion Hybrid
IM0985 | IHS_IMO_1190C | IM0985 | IMO-Z1 | Aba Rd |  | Land along Road safety, Toronto Rd, Owerri North, Owerri, Imo state | IMO-T3 | Asaba | Imo | Olufemi Alade | Tunde Oyelowo | Solomon Oluwole Akinrande | Chris P. Ugochukwu | Telsson Afekhua | Olanrewaju Ayoola | Moses Umoke | 20 KVA | ACDG | Outdoor | On Air | P1 | INT Collo | INT | 5.4849 | 7.083 | Auto | No | Yes | BTS | Yes | 25 | Conventional | PC | ACDG - Li-Ion Hybrid
IM0549 | IHS_IMO_1199C | IM0549 | IMO-Z1 | Owerri |  | No 226 Okigwe road, Umudee Orji, Owerri Nortt, Imo state | IMO-T2 | Asaba | Imo | Stephen Nwanze | Tunde Oyelowo | Solomon Oluwole Akinrande | Chris P. Ugochukwu | Chinwendu Nwanguma | Olanrewaju Ayoola | Moses Umoke | 20 KVA | ACDG | Outdoor | On Air | P2 | INT Collo | INT | 5.5244 | 7.0554 | Auto | No | Yes | BTS | Yes | 35 | Conventional | Solar + PC | ACDG - Solar+Li-Ion Hybrid
IM1100 | IHS_IMO_1212C | IM1100 | IMO-Z3 | Mbaise |  | Imo State International Market Obowo L.G.A Imo State | IMO-T5 | Asaba | Abia | Aderoju Monsuru Ademola | Isaiah Joseph | Solomon Oluwole Akinrande | Jetta Ezeagba | Chibueze Alagbogu | Olanrewaju Ayoola | Anthony Uyanga | 15 KVA | ACDG | Outdoor | On Air | P4 | INT Collo | INT | 5.5588 | 7.4128 | Auto | No | Yes | BTS | Yes [No comms] | 50 | Conventional | Solar + PC | ACDG - Solar+Li-Ion Hybrid
IM4911 | IHS_IMO_1301B | IM4911 | IMO-Z1 | PH Rd |  | Ark Of God Covenant Power Deliverance Ministry, No 10 Bustop, Old Nekede road, Owerri West, Imo state | IMO-T1 | Asaba | Imo | Olayemi Bode | Tunde Oyelowo | Solomon Oluwole Akinrande | Chris P. Ugochukwu | Chinedu Okoronkwo | Olanrewaju Ayoola | Moses Umoke | 16 KVA | ACDG | Outdoor | On Air | P3 | IHS Collo | IHSN | 5.4423 | 7.0126 | Auto | No | Yes | BTS | Yes | 35 | Conventional | Solar + PC | ACDG - Solar+Li-Ion Hybrid
IM4905 | IHS_IMO_1302B | T4809 | IMO-Z1 | PH Rd |  | Beside Plot c5, Imo general Hospital road, New Owerri, Off Por Hacourt road, Owerri, Imo state | IMO-T1 | Asaba | Imo | Olayemi Bode | Tunde Oyelowo | Solomon Oluwole Akinrande | Chris P. Ugochukwu | Chinedu Okoronkwo | Olanrewaju Ayoola | Moses Umoke | 15 KVA | ACDG | Outdoor | On Air | P4 | IHS Collo | IHSN | 5.4713 | 7.0015 | Auto | No | Yes | BTS | Yes | 35 | Conventional | Solar + PC | ACDG - Solar+Li-Ion Hybrid
IM0916 | IHS_IMO_1310B | IM0916 | Off Air | Off Air | Off Air | Off Air | Off Air | Off Air | Off Air | Off Air | Off Air | Off Air | Chris P. Ugochukwu | James Igbode | Olanrewaju Ayoola | Moses Umoke | No details | No details | Off Air | Off Air | Off Air | IHS Collo | IHSN | Off Air | Off Air | Off Air | No | No | Off Air | Off Air | 35 | Off Air | Off Air | Off Air
IM4908 | IHS_IMO_1327B | IM4908 | IMO-Z2 | Mbaitolu |  | No 21 Umudombirier Road, Off Amakohia Flyover, Mbaitoli LGA, Owerri, Imo state | IMO-T4 | Asaba | Imo | Wisdom Patrick | Adesiyun, I Michael | Solomon Oluwole Akinrande | Chris P. Ugochukwu | Chukwuemeka Onwughalu | Olanrewaju Ayoola | Moses Umoke | 20 KVA | ACDG | Outdoor | On Air | P2 | IHS Collo | IHSN | 5.5247 | 7.036 | Auto | No | Yes | BTS | Yes | 25 | Conventional | Solar + PC | ACDG - Solar+Li-Ion Hybrid
IM4913 | IHS_IMO_1328B | IM04913 | IMO-Z1 | Owerri |  | Enugugukwu Street Off Mechanic Bus stop,Off MCC Road,Owerri North Local GovernmentArea,Imo | IMO-T2 | Asaba | Imo | Stephen Nwanze | Tunde Oyelowo | Solomon Oluwole Akinrande | Chris P. Ugochukwu | Chinwendu Nwanguma | Olanrewaju Ayoola | Moses Umoke | 20 KVA | ACDG | Outdoor | On Air | P4 | IHS Collo | IHSN | 5.4908 | 7.0795 | Auto | No | Yes | BTS | Yes | 25 | Conventional | PC | ACDG - Li-Ion Hybrid
IM4954 | IHS_IMO_1344C | IM4954 | IMO-Z4 | ORLU |  | A Piece of land in Silas Enwerem Compound, Amuebu Ebenefor, Orsu LGA, Imo State. | IMO-T8 | Asaba | Imo | Ani Kelvin Ifeanyi | Ohenhen Raymond Igho | Solomon Oluwole Akinrande | Chris P. Ugochukwu | Emmanuel Okoye | Olanrewaju Ayoola | Moses Umoke | 20 KVA | ACDG | Outdoor | On Air | P4 | INT Collo | INT | 5.744 | 7.0842 | Auto | No | Yes | Terminal | Yes | 35 | Conventional | PC | ACDG - Li-Ion Hybrid
IM4962 | IHS_IMO_1345C | IHS_IMO_1345 | IMO-Z1 | Aba Rd |  | Plot 216, Human Race Road, Opposite Minfa Estate Phase 3, Ezeakiri New Layout, Naze, Owerri North L.G.A., Owerri, Imo State | IMO-T3 | Asaba | Imo | Olufemi Alade | Tunde Oyelowo | Solomon Oluwole Akinrande | Chris P. Ugochukwu | Telsson Afekhua | Olanrewaju Ayoola | Moses Umoke | 20 KVA | ACDG | Outdoor | On Air | P4 | INT Collo | INT | 5.438 | 7.052 | Auto | No | Yes | Terminal | Yes | 35 | Conventional | Solar + PC | ACDG - Solar+Li-Ion Hybrid
IM4963 | IHS_IMO_1346C | IHS_IMO_1346 | IMO-Z1 | Aba Rd |  | A Plot of Land on Timber Market Road, Opposite Sly Petrol Station,Egbu-Naze, Owerri North LGA, Imo State. | IMO-T3 | Asaba | Imo | Olufemi Alade | Tunde Oyelowo | Solomon Oluwole Akinrande | Chris P. Ugochukwu | Telsson Afekhua | Olanrewaju Ayoola | Moses Umoke | 12 KW | DCDG | Outdoor | On Air | P4 | INT Collo | INT | 5.5289 | 7.2783 | Manual | No | No | Terminal | Yes | 35 | Conventional | Generator Only | ACDG - Conventional
IM3527 | IHS_IMO_1347C | IM3527 | IMO-Z1 | PH Rd |  | Plot 5, Road 4, Off New City Avenue, New City Estate, Umunbaso Nekede, Owerri West LGA, Imo State. | IMO-T1 | Asaba | Imo | Olayemi Bode | Tunde Oyelowo | Solomon Oluwole Akinrande | Chris P. Ugochukwu | Chinedu Okoronkwo | Olanrewaju Ayoola | Moses Umoke | 20 KVA | ACDG | Outdoor | On Air | P4 | INT Collo | INT | 5.4465 | 7.0841 | Auto | No | Yes | Terminal | Yes | 35 | Conventional | PC | ACDG - Li-Ion Hybrid
IM4986 | IHS_IMO_1350B | T4968 | IMO-Z3 | Mbaise |  | A Piece of land in Umunze Umulogho, Bowo L.G.A, Imo State. | IMO-T5 | Asaba | Imo | Aderoju Monsuru Ademola | Isaiah Joseph | Solomon Oluwole Akinrande | Chris P. Ugochukwu | James Igbode | Olanrewaju Ayoola | Moses Umoke | 15 KVA | ACDG | Outdoor | On Air | P4 | IHS Collo | IHSN | 5.5745 | 7.3696 | Auto | No | Yes | Terminal | Yes | 35 | Conventional | Solar + PC | ACDG - Solar+Li-Ion Hybrid
IM4988 | IHS_IMO_1351B | IHS_IMO_1351B | IMO-Z4 | ORLU |  | A Piece of land in Mgumoha Junction Okere-Emeje Amifek, Orlu LGA Imo State | IMO-T8 | Asaba | Imo | Ani Kelvin Ifeanyi | Ohenhen Raymond Igho | Solomon Oluwole Akinrande | Chris P. Ugochukwu | Emmanuel Okoye | Olanrewaju Ayoola | Moses Umoke | 15 KVA | ACDG | Outdoor | On Air | P4 | IHS Collo | IHSN | 5.7946 | 7.0321 | Auto | No | Yes | Terminal | Yes | 35 | Conventional | PC | ACDG - Li-Ion Hybrid
IM0606 | IHS_IMO_1355B | IHS_IMO_1355B | IMO-Z2 | Onitsha Rd |  | A Piece of land in Nduhu Ibele, Umuakah Njaba L.G.A Imo State. | IMO-T7 | Asaba | Imo | Kingsley Chibuzor | Adesiyun, I Michael | Solomon Oluwole Akinrande | Chris P. Ugochukwu | Emmanuel Okoye | Olanrewaju Ayoola | Moses Umoke | 20 KVA | ACDG | Outdoor | On Air | P1 | IHS Collo | IHSN | 5.6507 | 6.9883 | Auto | No | Yes | Terminal | Yes [No comms] | 45 | Conventional | Solar + PC | ACDG - Solar+Li-Ion Hybrid
IM0796 | IHS_IMO_1375B | IHS_IMO_1375B | IMO-Z4 | OKIGWE |  |  | IMO-T9 | Asaba | Imo | Umaru B. Ahmodu | Ohenhen Raymond Igho | Solomon Oluwole Akinrande | Chris P. Ugochukwu |  | Olanrewaju Ayoola | Moses Umoke | 20 KVA | ACDG | not specified | On Air | P4 | IHS Collo | IHSN | 5.7504 | 7.3743 | Auto | No | No |  | No |  | Conventional | PC | ACDG - Li-Ion Hybrid
KD6309 | IHS_JAJ_0001B | IHS_JAJ_001 | KAD-Z4 | Zaria 2 | B500 & A231 | land at Ungwar rimi Dam road,Igbabi LGA Birnin Yero, Igabi , Kaduna State. | KAD-T6 | Abuja | Kaduna | Manisir Musa | Abraham Okpe | Emmanuel Okoyomon | Eudurance Ogbuigwe | Abdulmajid Suleiman | Ian Akwe | Titus Obaje | 27 KVA | ACDG | Outdoor | On Air | P1 | IHS Collo | IHSN | 10.8219 | 7.5747 | Auto | Yes | Yes | Backbone | Yes | 50 | Conventional | Grid + Solar + PC | ACDG - Grid+Solar+Li-Ion Hybrid
KD0291 | IHS_KAD_0005B | IHS_KAD_005 | KAD-Z1 | Abuja Express |  | Karatudu-Romi Rd, Agyeita Village, Kakan District, Kaduna | KAD-T1 | Abuja | Kaduna | Ochefiji John | Timothy Babalola | Emmanuel Okoyomon | Eudurance Ogbuigwe | Lawal Usman | Ian Akwe | Titus Obaje | 20 KVA | ACDG | Outdoor | On Air | P2 | IHS Collo | IHSN | 10.4263 | 7.4173 | Auto | No | Yes | Terminal | Yes | 50 | Conventional | PC | ACDG - Li-Ion Hybrid
KD6312 | IHS_KAD_0007B | IHS_KAD_007 | KAD-Z3 | Kaduna Mando | A658 | BEHIND DUGARA GA-ALLAH BLOCK INDUSTRY.MALAKIN GABAS. | KAD-T5 | Abuja | Kaduna | Olasunkanmi Taofeek Salaudeen | Timothy Babalola | Emmanuel Okoyomon | Eudurance Ogbuigwe | Militus Innocent | Ian Akwe | Titus Obaje | 20 KVA | ACDG | Outdoor | On Air | P1 | IHS Collo | IHSN | 10.598 | 7.4883 | Auto | No | Yes | Terminal | Yes | 55 | Conventional | Solar + PC | ACDG - Solar+Li-Ion Hybrid
KD0214 | IHS_KAD_0008B | IHS_KAD_008 | KAD-Z2 | Kaduna Sabo | A658 | Shagari Rd, Bayan Dutse, Narayi, Kaduna | KAD-T2 | Abuja | Kaduna | Temitope Ogunbiyi | Michael Tochukwu Ajah | Emmanuel Okoyomon | Eudurance Ogbuigwe | Segun Samuel Ademuwagun | Ian Akwe | Titus Obaje | 27 KVA | ACDG | Outdoor | On Air | P2 | IHS Collo | IHSN | 10.4773 | 7.4536 | Manual | No | Yes | HUB | Yes | 50 | Conventional | Generator Only | ACDG - Conventional
KD0617 | IHS_KAD_0009B | IHS_KAD_009 | KAD-Z2 | Kaduna Metro |  | ALONG NEW MILLENIUM ROAD AFTER THE MILLENIUM BRIDGE CHIKUN LGA.KADUNA. | KAD-T4 | Abuja | Kaduna | Onyeka Uduma Alaka | Michael Tochukwu Ajah | Emmanuel Okoyomon | Eudurance Ogbuigwe | Militus Innocent | Ian Akwe | Titus Obaje | 6.5 KW | DCDG | Outdoor | On Air | P4 | IHS Collo | IHSN | 10.5282 | 7.4924 | Manual | No | No | BTS | Yes | 50 | Conventional | Generator Only | ACDG - Conventional
KD6305 | IHS_KAD_0010B | IHS_KAD_0010 | KAD-Z1 | Abuja Express |  | MR DANJUMA Y BABA's LAND IN GWAGWADA TOWN,CHIKUN LGA.KADUNA. | KAD-T1 | Abuja | Kaduna | Ochefiji John | Timothy Babalola | Emmanuel Okoyomon | Eudurance Ogbuigwe | Lawal Usman | Ian Akwe | Titus Obaje | 20 KVA | ACDG | Outdoor | On Air | P4 | IHS Collo | IHSN | 10.2538 | 7.2294 | Auto | No | Yes | BTS | Yes | 70 | Conventional | Solar + PC | ACDG - Solar+Li-Ion Hybrid
KD0172 | IHS_KAD_0025V | IHS_KAD_0025 | KAD-Z1 | Kaduna Bypass |  | No 4, Zawrawa Rd, Off Zaria Rd, Rigasa, Kaduna state | KAD-T3 | Abuja | Kaduna | Abraham Danlanmi | Abubakar Muhammad | Emmanuel Okoyomon | Eudurance Ogbuigwe | Theophilus Ayuba Audu | Ian Akwe | Titus Obaje | 15 KVA | ACDG | Indoor | On Air | P4 | IHS Collo | IHSN | 10.5299 | 7.384 | Manual | No | Yes | BTS | Yes | 45 | Conventional | Generator Only | ACDG - Conventional
KD6306 | IHS_KAD_0038B | IHS_KAD_038 | KAD-Z2 | Kaduna Sabo |  | No 5, Ikulu street, Sabon tasha, Kaduna state | KAD-T2 | Abuja | Kaduna | Temitope Ogunbiyi | Michael Tochukwu Ajah | Emmanuel Okoyomon | Eudurance Ogbuigwe | Segun Samuel Ademuwagun | Ian Akwe | Titus Obaje | 20 KVA | ACDG | Outdoor | On Air | P3 | IHS Collo | IHSN | 10.431 | 7.4568 | Auto | No | No | HUB | Yes | 50 | Conventional | PC | ACDG - Li-Ion Hybrid
KD6126 | IHS_KAD_0039B | IHS_KAD_039 | KAD-Z3 | Kaduna Mando |  | Ungwan H920, Central Mosque, Riga Chikun, Kaduna state | KAD-T5 | Abuja | Kaduna | Olasunkanmi Taofeek Salaudeen | Timothy Babalola | Emmanuel Okoyomon | Eudurance Ogbuigwe | Militus Innocent | Ian Akwe | Titus Obaje | 20 KVA | ACDG | Outdoor | On Air | P1 | IHS Collo | IHSN | 10.6527 | 7.4505 | Auto | Yes | Yes | BTS | Yes | 50 | Conventional | Grid + Solar + PC | ACDG - Grid+Solar+Li-Ion Hybrid
KD6320 | IHS_KAD_0042B | IHS_KAD_042 | KAD-Z1 | Kaduna Bypass |  | NO 28 GATE LINE OFF ALAGBADO SABO BY UMUAZU NEW EXTENSION.KADUNA. | KAD-T3 | Abuja | Kaduna | Abraham Danlanmi | Abubakar Muhammad | Emmanuel Okoyomon | Eudurance Ogbuigwe | Theophilus Ayuba Audu | Ian Akwe | Titus Obaje | 15 KVA | ACDG | Outdoor | On Air | P1 | IHS Collo | IHSN | 10.4949 | 7.3814 | Auto | No | Yes | Terminal | Yes | 50 | Conventional | Solar + PC | ACDG - Solar+Li-Ion Hybrid
KD6308 | IHS_KAD_0043B | IHS_KAD_043 | KAD-Z2 | Kaduna Sabo |  | NO 3 STEPHEN IBRAHIM CLOSE UNGWAN PAMA. | KAD-T2 | Abuja | Kaduna | Temitope Ogunbiyi | Michael Tochukwu Ajah | Emmanuel Okoyomon | Eudurance Ogbuigwe | Segun Samuel Ademuwagun | Ian Akwe | Titus Obaje | 15 KVA | ACDG | Outdoor | On Air | P1 | IHS Collo | IHSN | 10.4657 | 7.4656 | Auto | No | Yes | BTS | Yes | 50 | Conventional | Solar + PC | ACDG - Solar+Li-Ion Hybrid
KD6280 | IHS_KAD_0044B | IHS_KAD_044 | KAD-Z2 | Kaduna Metro | B3143 | Ishiaku Rd, Malali GRA Kaduna | KAD-T4 | Abuja | Kaduna | Onyeka Uduma Alaka | Michael Tochukwu Ajah | Emmanuel Okoyomon | Eudurance Ogbuigwe | Militus Innocent | Ian Akwe | Titus Obaje | 20 KVA | ACDG | Outdoor | On Air | P1 | IHS Collo | IHSN | 10.5561 | 7.4647 | Auto | No | Yes | HUB | Yes | 50 | Conventional | PC | ACDG - Li-Ion Hybrid
KD6357 | IHS_KAD_0046B | IHS_KAD_046 | KAD-Z2 | Kaduna Sabo | B3143 | Kajuru Primary School, Maraban kajuru, Off Kajuru-Kachia road, Kajuru LGA, Kaduna state | KAD-T2 | Abuja | Kaduna | Temitope Ogunbiyi | Michael Tochukwu Ajah | Emmanuel Okoyomon | Eudurance Ogbuigwe | Lawal Usman | Ian Akwe | Titus Obaje | 20 KVA | ACDG | Outdoor | On Air | P1 | IHS Collo | IHSN | 10.3336 | 7.7149 | Auto | No | Yes | HUB | Yes | 70 | Conventional | Solar + PC | ACDG - Solar+Li-Ion Hybrid
KD0199 | IHS_KAD_0047B | IHS_KAD_047 | KAD-Z1 | Kaduna Bypass |  | 1A MAKARFI ROAD OFF NNAMDI AZIKWE EXPRESSWAY,RIGASA KADUNA. | KAD-T3 | Abuja | Kaduna | Abraham Danlanmi | Abubakar Muhammad | Emmanuel Okoyomon | Eudurance Ogbuigwe | Theophilus Ayuba Audu | Ian Akwe | Titus Obaje | 20 KVA | ACDG | Outdoor | On Air | P3 | IHS Collo | IHSN | 10.5175 | 7.3948 | Auto | No | Yes | HUB | Yes | 50 | Conventional | Solar + PC | ACDG - Solar+Li-Ion Hybrid
KD0258 | IHS_KAD_0048B | IHS_KAD_048 | KAD-Z1 | Abuja Express |  | PLOT 1 MOHD LADAN ROAD KAKURI IND ESTATE LAYOUT KAKURI,KADUNA. | KAD-T1 | Abuja | Kaduna | Ochefiji John | Timothy Babalola | Emmanuel Okoyomon | Eudurance Ogbuigwe | Lawal Usman | Ian Akwe | Titus Obaje | 27 KVA | ACDG | Outdoor | On Air | P1 | IHS Collo | IHSN | 10.4682 | 7.4177 | Auto | No | Yes | HUB | Yes | 50 | Conventional | Solar + PC | ACDG - Solar+Li-Ion Hybrid
KD0294 | IHS_KAD_0049B | IHS_KAD_049 | KAD-Z1 | Abuja Express | B3143 | Unguwan Romi, Kaduna South, Chikun LGA, Kaduna State | KAD-T1 | Abuja | Kaduna | Ochefiji John | Timothy Babalola | Emmanuel Okoyomon | Eudurance Ogbuigwe | Lawal Usman | Ian Akwe | Titus Obaje | 15 KVA | ACDG | Outdoor | On Air | P1 | IHS Collo | IHSN | 10.4383 | 7.4192 | Auto | No | Yes | HUB | Yes | 50 | Conventional | Solar + PC | ACDG - Solar+Li-Ion Hybrid
KD6201 | IHS_KAD_0053B | IHS_KAD_053 | KAD-Z1 | Abuja Express | B3143 | ALONG GWAGWADA TOWN | KAD-T1 | Abuja | Kaduna | Ochefiji John | Timothy Babalola | Emmanuel Okoyomon | Eudurance Ogbuigwe | Lawal Usman | Ian Akwe | Titus Obaje | 20 KVA | ACDG | Outdoor | On Air | P1 | IHS Collo | IHSN | 10.2623 | 7.295 | Auto | No | Yes | HUB | Yes | 55 | Conventional | Solar + PC | ACDG - Solar+Li-Ion Hybrid
KD6414 | IHS_KAD_0054B | IHS_KAD_054 | KAD-Z1 | Kaduna Bypass |  | NO 6 DYAJI LINE BY RAMI OFF NAIRA ROAD OFF RIGASA ROAD OFF NNAMDI AZIKWE EXPRESSWAY IGABI.KADUNA. | KAD-T3 | Abuja | Kaduna | Abraham Danlanmi | Abubakar Muhammad | Emmanuel Okoyomon | Eudurance Ogbuigwe | Theophilus Ayuba Audu | Ian Akwe | Titus Obaje | 20 KVA | ACDG | Outdoor | On Air | P4 | IHS Collo | IHSN | 10.533 | 7.3889 | Auto | No | Yes | BTS | Yes | 50 | Conventional | Solar + PC | ACDG - Solar+Li-Ion Hybrid
KD6438 | IHS_KAD_0055B | IHS_KAD_055 | KAD-Z2 | Kaduna Metro |  | OFF GHANA STREET MALAHI.KADUNA. | KAD-T4 | Abuja | Kaduna | Onyeka Uduma Alaka | Michael Tochukwu Ajah | Emmanuel Okoyomon | Eudurance Ogbuigwe | Militus Innocent | Ian Akwe | Titus Obaje | 27 KVA | ACDG | Outdoor | On Air | P1 | IHS Collo | IHSN | 10.5655 | 7.4658 | Auto | No | Yes | BTS | Yes | 50 | Conventional | Solar + PC | ACDG - Solar+Li-Ion Hybrid
KD0200 | IHS_KAD_0057B | IHS_KAD_057 | KAD-Z2 | Kaduna Sabo |  | Before ECWA English Serice Center, Bustop Road, Kamazou, Chikun LGA, Kaduna state | KAD-T2 | Abuja | Kaduna | Temitope Ogunbiyi | Michael Tochukwu Ajah | Emmanuel Okoyomon | Eudurance Ogbuigwe | Lawal Usman | Ian Akwe | Titus Obaje | 20 KVA | ACDG | Outdoor | On Air | P2 | IHS Collo | IHSN | 10.4603 | 7.4921 | Auto | No | Yes | HUB | Yes | 50 | Conventional | Solar + PC | ACDG - Solar+Li-Ion Hybrid
KD0193 | IHS_KAD_0062B | IHS_KAD_062 | KAD-Z3 | Kaduna Mando | B3143 | NO 17 STREET MANDO WAY IDIMUSA IGABI.KADUNA. | KAD-T5 | Abuja | Kaduna | Olasunkanmi Taofeek Salaudeen | Timothy Babalola | Emmanuel Okoyomon | Eudurance Ogbuigwe | Theophilus Ayuba Audu | Ian Akwe | Titus Obaje | 20 KVA | ACDG | Outdoor | On Air | P1 | IHS Collo | IHSN | 10.5883 | 7.3943 | Auto | No | Yes | HUB | Yes | 50 | Conventional | Solar + PC | ACDG - Solar+Li-Ion Hybrid
KD0186 | IHS_KAD_0073B | IHS_KAD_073 | KAD-Z1 | Kaduna Bypass | B3143 & A658 | NO 15 TURAKI ROAD OFF ABUJA ROAD.OFF RIGASA RD OFF NNAMDI AZIKWE EXPRESSWAY.IGABI.KADUNA. | KAD-T3 | Abuja | Kaduna | Abraham Danlanmi | Abubakar Muhammad | Emmanuel Okoyomon | Eudurance Ogbuigwe | Theophilus Ayuba Audu | Ian Akwe | Titus Obaje | 6.5 KW | DCDG | Outdoor | On Air | P2 | IHS Collo | IHSN | 10.5442 | 7.3925 | Manual | No | No | BTS | Yes | 50 | Conventional | Generator Only | ACDG - Conventional
KD0201 | IHS_KAD_0074B | IHS_KAD_074 | KAD-Z2 | Kaduna Metro | B3143 | NEAR KASUA KADAGE NEW MILLENIUM.KADUNA. | KAD-T4 | Abuja | Kaduna | Onyeka Uduma Alaka | Michael Tochukwu Ajah | Emmanuel Okoyomon | Eudurance Ogbuigwe | Militus Innocent | Ian Akwe | Titus Obaje | 20 KVA | ACDG | Outdoor | On Air | P2 | IHS Collo | IHSN | 10.5234 | 7.4859 | Auto | No | Yes | Terminal | Yes | 50 | Conventional | Grid + PC | ACDG - Grid+Li-Ion Hybrid
KD0207 | IHS_KAD_0076B | IHS_KAD_076 | PLA-Z1 | Saminaka | A658 | Abadawa, Anya gada, Saminaka Town, Lere LGA, Kaduna state | PLA-T1 | Abuja | Kaduna | Bamidele Oyewole | Shotunde Musbau | Vincent Ameh | Idegwu Victoria Elofu | Talba Stephen Diyong | Ian Akwe | Titus Obaje | 20 KVA | ACDG | Outdoor | On Air | P1 | IHS Collo | IHSN | 10.3974 | 8.6993 | Auto | No | Yes | BTS | Yes | 35 | Conventional | Solar + PC | ACDG - Solar+Li-Ion Hybrid
B0705 | IHS_KAD_0701E | B0705 | PLA-Z1 | Saminaka |  | Land at Unguwan Bawa, Saminaka Town, Lere LGA, Kaduna state | PLA-T1 | Abuja | Kaduna | Bamidele Oyewole | Shotunde Musbau | Vincent Ameh | Idegwu Victoria Elofu | Talba Stephen Diyong | Ian Akwe | Titus Obaje | 20 KVA | ACDG | Outdoor | On Air | P1 | EMTS-SLB 2116 | IHSN | 10.4404 | 8.6563 | Auto | No | Yes | HUB | Yes | 48 | Conventional | Solar + PC | ACDG - Solar+Li-Ion Hybrid
B2223 | IHS_KAD_0703E | B2223 | KAD-Z3 | Panbegua |  | Along Sani Abacha way, Anchau, Sabon Gari, Kubau LGA, Kaduna state | KAD-T8 | Abuja | Kaduna | Owolabi Segun | Abubakar Muhammad | Emmanuel Okoyomon | Eudurance Ogbuigwe | Segun Olatubosun | Ian Akwe | Titus Obaje | 15 KVA | ACDG | Outdoor | On Air | P1 | EMTS-SLB 2116 | IHSN | 10.9633 | 8.3825 | Auto | No | Yes | HUB | Yes | 90 | Conventional | Solar + PC | ACDG - Solar+Li-Ion Hybrid
B2325 | IHS_KAD_0705E | KD0614 | KAD-Z4 | Zaria 1 |  | Beside Temple Baptist church, New Jos Rd, Zaria | KAD-T7 | Abuja | Kaduna | Jimoh Abdulraheem | Abraham Okpe | Emmanuel Okoyomon | Eudurance Ogbuigwe | Segun Olatubosun | Ian Akwe | Titus Obaje | 13 KVA | ACDG | Outdoor | On Air | P3 | EMTS-SLB 2116 | IHSN | 11.0806 | 7.7594 | Manual | No | No | HUB | Yes | 60 | Conventional | Generator Only | ACDG - Conventional
B2332 | IHS_KAD_0706E | B2332 | KAD-Z4 | Zaria 1 |  | Yelwa Rd, Zangon Shanu, Zaria | KAD-T7 | Abuja | Kaduna | Jimoh Abdulraheem | Abraham Okpe | Emmanuel Okoyomon | Eudurance Ogbuigwe | Segun Olatubosun | Ian Akwe | Titus Obaje | 27 KVA | ACDG | Outdoor | On Air | P2 | EMTS-SLB 2116 | IHSN | 11.1379 | 7.6719 | Auto | No | Yes | HUB | Yes | 45 | Conventional | Solar + PC | ACDG - Solar+Li-Ion Hybrid
B2333 | IHS_KAD_0707E | B2333 | KAD-Z4 | Zaria 2 | B3143 | Km 9, Kaduna-Kano Expressway, Zaria, Kaduna | KAD-T6 | Abuja | Kaduna | Manisir Musa | Abraham Okpe | Emmanuel Okoyomon | Eudurance Ogbuigwe | Segun Olatubosun | Ian Akwe | Titus Obaje | 20 KVA | ACDG | Outdoor | On Air | P2 | EMTS-SLB 2116 | IHSN | 11.0977 | 7.6922 | Manual | No | Yes | HUB | Yes | 40 | Conventional | Generator Only | ACDG - Conventional
B2380 | IHS_KAD_0710E | B2380 | Off Air | Off Air | Off Air | Off Air | Off Air | Off Air | Off Air | Off Air | Off Air | Off Air | Eudurance Ogbuigwe |  | No details | Titus Obaje | 6.5 KW | DCDG | Off Air | Off Air | Off Air | EMTS-SLB 2116 | IHSN | Off Air | Off Air | Off Air | No | No | Off Air | Off Air | 45 | Off Air | Off Air | Off Air
B2386 | IHS_KAD_0713E | B2386 | KAD-Z2 | Kaduna Sabo | B3143 | No 28, Jaba street, Off Kagoro street, Angwan Matari, Chikun LGA, Kaduna state | KAD-T2 | Abuja | Kaduna | Temitope Ogunbiyi | Michael Tochukwu Ajah | Emmanuel Okoyomon | Eudurance Ogbuigwe | Lawal Usman | Ian Akwe | Titus Obaje | 15 KVA | ACDG | Outdoor | On Air | P1 | EMTS-SLB 2116 | IHSN | 10.4387 | 7.4593 | Auto | No | Yes | HUB | Yes | 45 | Conventional | Solar + PC | ACDG - Solar+Li-Ion Hybrid
B2387 | IHS_KAD_0714E | B2387 | KAD-Z1 | Abuja Express | B3143 | Along Tunga, Romi, Chickun LGA, Kaduna state | KAD-T1 | Abuja | Kaduna | Ochefiji John | Timothy Babalola | Emmanuel Okoyomon | Eudurance Ogbuigwe | Lawal Usman | Ian Akwe | Titus Obaje | 20 KVA | ACDG | Outdoor | On Air | P1 | EMTS-SLB 2116 | IHSN | 10.4338 | 7.423 | Auto | No | Yes | Backbone | Yes | 45 | Conventional | PC | ACDG - Li-Ion Hybrid
B2388 | IHS_KAD_0715E | B2388 | Off Air | Off Air | Off Air | Off Air | Off Air | Off Air | Off Air | Off Air | Off Air | Off Air | Eudurance Ogbuigwe | Theophilus Ayuba Audu | Ian Akwe | Titus Obaje | 20 KVA | ACDG | Off Air | Off Air | P1 | EMTS-SLB 2116 | IHSN | Off Air | Off Air | Off Air | No | No | HUB | Off Air | 45 | Off Air | Off Air | Off Air
B4665 | IHS_KAD_0719E | B4665 | Off Air | Off Air | Off Air | Off Air | Off Air | Off Air | Off Air | Off Air | Off Air | Off Air | Eudurance Ogbuigwe | Segun Samuel Ademuwagun | No details | Titus Obaje | 13 KVA | ACDG | Off Air | Off Air | P1 | EMTS-SLB 2116 | IHSN | Off Air | Off Air | Off Air | No | No | HUB | Off Air | 25 | Off Air | Off Air | Off Air
B5251 | IHS_KAD_0720E | B5251 | Off Air | Off Air | Off Air | Off Air | Off Air | Off Air | Off Air | Off Air | Off Air | Off Air | Eudurance Ogbuigwe | Segun Olatubosun | No details | Titus Obaje | 6.5 KW | DCDG | Off Air | Off Air | P1 | EMTS-SLB 2116 | IHSN | Off Air | Off Air | Off Air | No | No | HUB | Off Air | 70 | Off Air | Off Air | Off Air
B5252 | IHS_KAD_0721E | B5252 | Off Air | Off Air | Off Air | Off Air | Off Air | Off Air | Off Air | Off Air | Off Air | Off Air | Eudurance Ogbuigwe |  | No details | Titus Obaje | 13 KVA | ACDG | Off Air | Off Air | Off Air | EMTS-SLB 2116 | IHSN | Off Air | Off Air | Off Air | No | No | Off Air | Off Air | 70 | Off Air | Off Air | Off Air
B5263 | IHS_KAD_0725E | B5263 | PLA-Z3 | KAF |  | Along Kagoro Rd, Beside ECWA church Hausa Fada, Kagora, Kaura LGA, Kaduna state | PLA-T7 | Abuja | Kaduna | David Effiong | Anifowose Joel | Vincent Ameh | Idegwu Victoria Elofu | Talba Stephen Diyong | Ian Akwe | Titus Obaje | 20 KVA | ACDG | Outdoor | On Air | P1 | EMTS-SLB 2116 | IHSN | 9.6148 | 8.3959 | Auto | No | Yes | HUB | Yes | 70 | Conventional | Solar + PC | ACDG - Solar+Li-Ion Hybrid
B5334 | IHS_KAD_0728E | B5334 | PLA-Z3 | KAF |  | Barde Nyankpa, Kwoi/keffi road, Jama'ah LGA, Kaduna state | PLA-T7 | Abuja | Kaduna | David Effiong | Anifowose Joel | Vincent Ameh | Idegwu Victoria Elofu | Talba Stephen Diyong | Ian Akwe | Titus Obaje | 20 KVA | ACDG | Outdoor | On Air | P3 | EMTS-SLB 2116 | IHSN | 9.3114 | 8.0407 | Auto | No | Yes | HUB | Yes | 70 | Conventional | Solar + PC | ACDG - Solar+Li-Ion Hybrid
B5421 | IHS_KAD_0729E | B5421 | Off Air | Off Air | Off Air | Off Air | Off Air | Off Air | Off Air | Off Air | Off Air | Off Air | Eudurance Ogbuigwe |  | No details | Titus Obaje | 6.5 KW | DCDG | Off Air | Off Air | Off Air | EMTS-SLB 2116 | IHSN | Off Air | Off Air | Off Air | No | No | Off Air | Off Air | 33 | Off Air | Off Air | Off Air
B6057 | IHS_KAD_0735E | B6057 | KAD-Z2 | Kaduna Metro | B3143 | No 6, Rock Close, off Isa Kaita Rd, Unguwan Rimi, Kaduna | KAD-T4 | Abuja | Kaduna | Onyeka Uduma Alaka | Michael Tochukwu Ajah | Emmanuel Okoyomon | Eudurance Ogbuigwe | Militus Innocent | Ian Akwe | Titus Obaje | 20 KVA | ACDG | Outdoor | On Air | P1 | EMTS-SLB 2116 | IHSN | 10.5497 | 7.4564 | Auto | No | Yes | HUB | Yes | 45 | Conventional | PC | ACDG - Li-Ion Hybrid
B6060 | IHS_KAD_0737E | B6060 | KAD-Z2 | Kaduna Metro | B3143 | No 38, Yakubu Avenue, City Centre, Kaduna state | KAD-T4 | Abuja | Kaduna | Onyeka Uduma Alaka | Michael Tochukwu Ajah | Emmanuel Okoyomon | Eudurance Ogbuigwe | Segun Samuel Ademuwagun | Ian Akwe | Titus Obaje | 20 KVA | ACDG | Outdoor | On Air | P1 | EMTS-SLB 2116 | IHSN | 10.5376 | 7.4447 | Auto | Yes | Yes | HUB | Yes | 45 | Conventional | Grid | ACDG - Grid (with BUB)
B6061 | IHS_KAD_0738E | B6061 | KAD-Z2 | Kaduna Metro | B3143 | NAGATINATSE ROAD UNGWANRIMI KADUNA. | KAD-T4 | Abuja | Kaduna | Onyeka Uduma Alaka | Michael Tochukwu Ajah | Emmanuel Okoyomon | Eudurance Ogbuigwe | Militus Innocent | Ian Akwe | Titus Obaje | 27 KVA | ACDG | Outdoor | On Air | P1 | EMTS-SLB 2116 | IHSN | 10.5324 | 7.459 | Auto | Yes | Yes | HUB | Yes | 45 | Conventional | Grid + Solar + PC | ACDG - Grid+Solar+Li-Ion Hybrid
B6062 | IHS_KAD_0739E | B6062 | Off Air | Off Air | Off Air | Off Air | Off Air | Off Air | Off Air | Off Air | Off Air | Off Air | Eudurance Ogbuigwe | Segun Samuel Ademuwagun | Ian Akwe | Titus Obaje | 20 KVA | ACDG | Off Air | Off Air | P1 | EMTS-SLB 2116 | IHSN | Off Air | Off Air | Off Air | No | No | HUB | Off Air | 45 | Off Air | Off Air | Off Air
B6063 | IHS_KAD_0740E | B6063 | KAD-Z2 | Kaduna Metro | B3143 | No 11, Whaff road, GRA, Sabon Gari, Kaduna North, kaduna state | KAD-T4 | Abuja | Kaduna | Onyeka Uduma Alaka | Michael Tochukwu Ajah | Emmanuel Okoyomon | Eudurance Ogbuigwe | Segun Samuel Ademuwagun | Ian Akwe | Titus Obaje | 27 KVA | ACDG | Outdoor | On Air | P1 | EMTS-SLB 2116 | IHSN | 10.5301 | 7.4345 | Auto | No | Yes | HUB | Yes | 45 | Conventional | PC | ACDG - Li-Ion Hybrid
B6067 | IHS_KAD_0741E | B6067 | Off Air | Off Air | Off Air | Off Air | Off Air | Off Air | Off Air | Off Air | Off Air | Off Air | Eudurance Ogbuigwe | Segun Samuel Ademuwagun | Ian Akwe | Titus Obaje | 20 KVA | ACDG | Off Air | Off Air | P1 | EMTS-SLB 2116 | IHSN | Off Air | Off Air | Off Air | No | Yes | HUB | Off Air | 45 | Off Air | Off Air | Off Air
B6068 | IHS_KAD_0742E | B6068 | Off Air | Off Air | Off Air | Off Air | Off Air | Off Air | Off Air | Off Air | Off Air | Off Air | Eudurance Ogbuigwe | Segun Samuel Ademuwagun | Ian Akwe | Titus Obaje | 20 KVA | ACDG | Off Air | Off Air | P1 | EMTS-SLB 2116 | IHSN | Off Air | Off Air | Off Air | No | No | HUB | Off Air | 45 | Off Air | Off Air | Off Air
B6070 | IHS_KAD_0743E | KD0155 | Off Air | Off Air | Off Air | Off Air | Off Air | Off Air | Off Air | Off Air | Off Air | Off Air | Eudurance Ogbuigwe | Segun Samuel Ademuwagun | Ian Akwe | Titus Obaje | No details | No details | Off Air | Off Air | P1 | EMTS-SLB 2116 | IHSN | Off Air | Off Air | Off Air | No | No | HUB | Off Air | 45 | Off Air | Off Air | Off Air
B6077 | IHS_KAD_0748E | B6077 | KAD-Z1 | Abuja Express |  | Z15 Gora Street, Off DIC Road, Kakuri, Kaduna state | KAD-T1 | Abuja | Kaduna | Ochefiji John | Timothy Babalola | Emmanuel Okoyomon | Eudurance Ogbuigwe | Theophilus Ayuba Audu | Ian Akwe | Titus Obaje | 22 KVA | ACDG | Outdoor | On Air | P1 | EMTS-SLB 2116 | IHSN | 10.4617 | 7.4139 | Auto | No | Yes | HUB | Yes | 45 | Conventional | PC | ACDG - Li-Ion Hybrid
B6078 | IHS_KAD_0749E | B6078 | KAD-Z1 | Abuja Express |  | Inside Albarka Fellowship Church, 8, Stephen Rigo, Shekari Avennue, Kaduna | KAD-T1 | Abuja | Kaduna | Ochefiji John | Timothy Babalola | Emmanuel Okoyomon | Eudurance Ogbuigwe | Segun Samuel Ademuwagun | Ian Akwe | Titus Obaje | 20 KVA | ACDG | Outdoor | On Air | P1 | EMTS-SLB 2116 | IHSN | 10.4563 | 7.4265 | Auto | No | Yes | HUB | Yes | 45 | Conventional | Solar + PC | ACDG - Solar+Li-Ion Hybrid
B6079 | IHS_KAD_0750E | B6079 | Off Air | Off Air | Off Air | Off Air | Off Air | Off Air | Off Air | Off Air | Off Air | Off Air | Eudurance Ogbuigwe | Lawal Usman | No details | Titus Obaje | 15 KVA | ACDG | Off Air | Off Air | P3 | EMTS-SLB 2116 | IHSN | Off Air | Off Air | Off Air | No | No | HUB | Off Air | 45 | Off Air | Off Air | Off Air
B6080 | IHS_KAD_0751E | B6080 | Off Air | Off Air | Off Air | Off Air | Off Air | Off Air | Off Air | Off Air | Off Air | Off Air | Eudurance Ogbuigwe | Lawal Usman | No details | Titus Obaje | 13 KVA | ACDG | Off Air | Off Air | P1 | EMTS-SLB 2116 | IHSN | Off Air | Off Air | Off Air | No | No | HUB | Off Air | 40 | Off Air | Off Air | Off Air
B6092 | IHS_KAD_0754E | B6092 | Off Air | Off Air | Off Air | Off Air | Off Air | Off Air | Off Air | Off Air | Off Air | Off Air | Eudurance Ogbuigwe | Lawal Usman | No details | Titus Obaje | 13 KVA | ACDG | Off Air | Off Air | P1 | EMTS-SLB 2116 | IHSN | Off Air | Off Air | Off Air | No | No | HUB | Off Air | 60 | Off Air | Off Air | Off Air
B6102 | IHS_KAD_0761E | B6102 | Off Air | Off Air | Off Air | Off Air | Off Air | Off Air | Off Air | Off Air | Off Air | Off Air | Eudurance Ogbuigwe |  | Ian Akwe | Titus Obaje | 13 KVA | ACDG | Off Air | Off Air | Off Air | EMTS-SLB 2116 | IHSN | Off Air | Off Air | Off Air | No | No | Off Air | Off Air | 45 | Off Air | Off Air | Off Air
B6104 | IHS_KAD_0763E | B6104 | KAD-Z4 | Zaria 1 | B3143 | Off Galadima Rd, Samaru, Zaria | KAD-T7 | Abuja | Kaduna | Jimoh Abdulraheem | Abraham Okpe | Emmanuel Okoyomon | Eudurance Ogbuigwe | Segun Olatubosun | Ian Akwe | Titus Obaje | 20 KVA | ACDG | Outdoor | On Air | P1 | EMTS-SLB 2116 | IHSN | 11.163 | 7.6484 | Manual | No | No | HUB | Yes | 50 | Conventional | Generator Only | ACDG - Conventional
B6106 | IHS_KAD_0764E | B6106 | Off Air | Off Air | Off Air | Off Air | Off Air | Off Air | Off Air | Off Air | Off Air | Off Air | Eudurance Ogbuigwe |  | No details | Titus Obaje | No details | No details | Off Air | Off Air | Off Air | EMTS-SLB 2116 | IHSN | Off Air | Off Air | Off Air | No | No | Off Air | Off Air | 50 | Off Air | Off Air | Off Air
B6213 | IHS_KAD_0765E | B6213 | FCT-Z2 | Bwari |  | Gwabe, Off Kaduna-Abuja expressway, Kagarko LGA, Kaduna state | FCT-T4 | Abuja | Kaduna | Ogungbola Adewale Williams | Olabode Obed Kolawole | Johnson Oluwoye | Amwe Angbarity | Lawal Usman | Ian Akwe | Titus Obaje | 20 KVA | ACDG | Outdoor | On Air | P2 | EMTS-SLB 2116 | IHSN | 9.398 | 7.3204 | Auto | No | Yes | HUB | Yes | 50 | Conventional | PC | ACDG - Li-Ion Hybrid
B6336 | IHS_KAD_0767E | B6336 | KAD-Z4 | Zaria 2 | B3143 | Diamond Bank, Jaji Military Cantonment, Jaji, Kaduna state | KAD-T6 | Abuja | Kaduna | Manisir Musa | Abraham Okpe | Emmanuel Okoyomon | Eudurance Ogbuigwe | Abdulmajid Suleiman | Ian Akwe | Titus Obaje | 20 KVA | ACDG | Outdoor | On Air | P3 | EMTS-SLB 2116 | IHSN | 10.8244 | 7.5594 | Auto | No | Yes | HUB | Yes | 60 | Conventional | PC | ACDG - Li-Ion Hybrid
B6337 | IHS_KAD_0768E | B6337 | KAD-Z1 | Abuja Express |  | Kakau Town, along Kaduna-Abuja expressway, Chikun LGA, Kaduna | KAD-T1 | Abuja | Kaduna | Ochefiji John | Timothy Babalola | Emmanuel Okoyomon | Eudurance Ogbuigwe | Lawal Usman | Ian Akwe | Titus Obaje | 20 KVA | ACDG | Outdoor | On Air | P3 | EMTS-SLB 2116 | IHSN | 10.3774 | 7.3976 | Auto | No | Yes | HUB | Yes | 28 | Conventional | Grid + PC | ACDG - Grid+Li-Ion Hybrid
B6344 | IHS_KAD_0770E | B6344 | Off Air | Off Air | Off Air | Off Air | Off Air | Off Air | Off Air | Off Air | Off Air | Off Air | Idegwu Victoria Elofu | Talba Stephen Diyong | Ian Akwe | Titus Obaje | 20 KW | DCDG | Off Air | Off Air | P1 | EMTS-SLB 2116 | IHSN | Off Air | Off Air | Off Air | No | No | HUB | Off Air | 47 | Off Air | Off Air | Off Air
B6372 | IHS_KAD_0772E | B6372 | PLA-Z3 | KAF |  | Land Behind ECWA 2, Konkwot, Kafanchan-Jos road, Kauru LGA | PLA-T7 | Abuja | Kaduna | David Effiong | Anifowose Joel | Vincent Ameh | Idegwu Victoria Elofu | Talba Stephen Diyong | Ian Akwe | Titus Obaje | 20 KVA | ACDG | Outdoor | On Air | P3 | EMTS-SLB 2116 | IHSN | 9.6687 | 8.455 | Auto | No | Yes | HUB | Yes [No comms] | 28 | Conventional | Solar + PC | ACDG - Solar+Li-Ion Hybrid
B6388 | IHS_KAD_0773E | B6388 | KAD-Z1 | Abuja Express | B3143 | No 26, Galadima Street, Lusawa, Kaduna South, Kaduna state | KAD-T1 | Abuja | Kaduna | Ochefiji John | Timothy Babalola | Emmanuel Okoyomon | Eudurance Ogbuigwe | Lawal Usman | Ian Akwe | Titus Obaje | 15 KVA | ACDG | Outdoor | On Air | P1 | EMTS-SLB 2116 | IHSN | 10.4341 | 7.4119 | Auto | No | Yes | HUB | Yes | 40 | Conventional | PC | ACDG - Li-Ion Hybrid
B6393 | IHS_KAD_0775E | B6393 | KAD-Z2 | Kaduna Sabo | B3143 | Usman Muazu Rd, Narayi High Court, Kaduna | KAD-T2 | Abuja | Kaduna | Temitope Ogunbiyi | Michael Tochukwu Ajah | Emmanuel Okoyomon | Eudurance Ogbuigwe | Segun Samuel Ademuwagun | Ian Akwe | Titus Obaje | 20 KVA | ACDG | Outdoor | On Air | P1 | EMTS-SLB 2116 | IHSN | 10.4682 | 7.4516 | Auto | Yes | Yes | HUB | Yes | 35 | Conventional | Grid + Solar + PC | ACDG - Grid+Solar+Li-Ion Hybrid
B6398 | IHS_KAD_0776E | B6398 | KAD-Z2 | Kaduna Metro |  | No 18, Yahaya Rd, off Isa Kaita Rd, Unguwan Rimi. Kaduna | KAD-T4 | Abuja | Kaduna | Onyeka Uduma Alaka | Michael Tochukwu Ajah | Emmanuel Okoyomon | Eudurance Ogbuigwe | Militus Innocent | Ian Akwe | Titus Obaje | 20 KVA | ACDG | Outdoor | On Air | P3 | EMTS-SLB 2116 | IHSN | 10.5428 | 7.4678 | Auto | No | Yes | HUB | Yes | 35 | Conventional | Solar + PC | ACDG - Solar+Li-Ion Hybrid
B6405 | IHS_KAD_0777E | B6405 | Off Air | Off Air | Off Air | Off Air | Off Air | Off Air | Off Air | Off Air | Off Air | Off Air | Eudurance Ogbuigwe | Segun Samuel Ademuwagun | No details | Titus Obaje | 13 KVA | ACDG | Off Air | Off Air | P3 | EMTS-SLB 2116 | IHSN | Off Air | Off Air | Off Air | No | No | HUB | Off Air | 35 | Off Air | Off Air | Off Air
B6407 | IHS_KAD_0778E | B6407 | Off Air | Off Air | Off Air | Off Air | Off Air | Off Air | Off Air | Off Air | Off Air | Off Air | Eudurance Ogbuigwe | Militus Innocent | No details | Titus Obaje | No details | No details | Off Air | Off Air | P1 | Off Air | Off Air | Off Air | Off Air | Off Air | No | No | HUB | Off Air | 45 | Off Air | Off Air | Off Air
B6409 | IHS_KAD_0779E | B6409 | Off Air | Off Air | Off Air | Off Air | Off Air | Off Air | Off Air | Off Air | Off Air | Off Air | Eudurance Ogbuigwe | Segun Samuel Ademuwagun | Ian Akwe | Titus Obaje | 20 KVA | ACDG | Off Air | Off Air | P1 | EMTS-SLB 2116 | IHSN | Off Air | Off Air | Off Air | No | No | HUB | Off Air | 40 | Off Air | Off Air | Off Air
B6412 | IHS_KAD_0780E | B6412 | KAD-Z1 | Abuja Express |  | Karkanta Street Yelwa, Kaduna South, Kaduna state | KAD-T1 | Abuja | Kaduna | Ochefiji John | Timothy Babalola | Emmanuel Okoyomon | Eudurance Ogbuigwe | Lawal Usman | Ian Akwe | Titus Obaje | 15 KVA | ACDG | Outdoor | On Air | P1 | EMTS-SLB 2116 | IHSN | 10.4468 | 7.4371 | Auto | No | Yes | HUB | Yes | 35 | Conventional | Solar + PC | ACDG - Solar+Li-Ion Hybrid
B6415 | IHS_KAD_0781E | B6415 | KAD-Z3 | Kaduna Mando |  | Kuchi Road, Buruku | KAD-T5 | Abuja | Kaduna | Olasunkanmi Taofeek Salaudeen | Timothy Babalola | Emmanuel Okoyomon | Eudurance Ogbuigwe | Theophilus Ayuba Audu | Ian Akwe | Titus Obaje | 20 KVA | ACDG | Outdoor | On Air | P3 | EMTS-SLB 2116 | IHSN | 10.6205 | 7.233 | Auto | No | Yes | HUB | No | 70 | Conventional | PC | ACDG - Li-Ion Hybrid
B6418 | IHS_KAD_0783E | B6418 | PLA-Z3 | KAF |  | Land at Ungwa Mission, Garage, Kagoro Rd, Kafanchan Town, Jama'a LGA, Kaduna state | PLA-T7 | Abuja | Kaduna | David Effiong | Anifowose Joel | Vincent Ameh | Idegwu Victoria Elofu | Talba Stephen Diyong | Ian Akwe | Titus Obaje | 20 KVA | ACDG | Outdoor | On Air | P1 | EMTS-SLB 2116 | IHSN | 9.5978 | 8.3169 | Auto | No | Yes | HUB | Yes | 45 | Conventional | Solar + PC | ACDG - Solar+Li-Ion Hybrid
B6419 | IHS_KAD_0784E | B6419 | PLA-Z3 | KAF |  | Beside 7th Day Adventist church, Ogbomosho St, Kafanchan, Ja'maah LGA, Kaduna state | PLA-T7 | Abuja | Kaduna | David Effiong | Anifowose Joel | Vincent Ameh | Idegwu Victoria Elofu | Talba Stephen Diyong | Ian Akwe | Titus Obaje | 20 KVA | ACDG | Outdoor | On Air | P1 | EMTS-SLB 2116 | IHSN | 9.5834 | 8.2971 | Auto | No | Yes | HUB | Yes | 40 | Conventional | Solar + PC | ACDG - Solar+Li-Ion Hybrid
B6420 | IHS_KAD_0785E | B6420 | Off Air | Off Air | Off Air | Off Air | Off Air | Off Air | Off Air | Off Air | Off Air | Off Air | Idegwu Victoria Elofu | Talba Stephen Diyong | No details | Titus Obaje | 13 KVA | ACDG | Off Air | Off Air | P1 | EMTS-SLB 2116 | IHSN | Off Air | Off Air | Off Air | No | No | HUB | Off Air | 70 | Off Air | Off Air | Off Air
B6421 | IHS_KAD_0786E | B6421 | Off Air | Off Air | Off Air | Off Air | Off Air | Off Air | Off Air | Off Air | Off Air | Off Air | Eudurance Ogbuigwe | Lawal Usman | No details | Titus Obaje | No details | No details | Off Air | Off Air | P1 | Off Air | Off Air | Off Air | Off Air | Off Air | No | No | Backbone | Off Air | 60 | Off Air | Off Air | Off Air
B6425 | IHS_KAD_0787E | B6425 | Off Air | Off Air | Off Air | Off Air | Off Air | Off Air | Off Air | Off Air | Off Air | Off Air | Idegwu Victoria Elofu | Talba Stephen Diyong | No details | Titus Obaje | 20 KVA | ACDG | Off Air | Off Air | P1 | EMTS-SLB 2116 | IHSN | Off Air | Off Air | Off Air | No | No | HUB | Off Air | 60 | Off Air | Off Air | Off Air
B6428 | IHS_KAD_0788E | B6428 | Off Air | Off Air | Off Air | Off Air | Off Air | Off Air | Off Air | Off Air | Off Air | Off Air | Idegwu Victoria Elofu | Talba Stephen Diyong | No details | Titus Obaje | 6.5 KW | DCDG | Off Air | Off Air | P4 | EMTS-SLB 2116 | IHSN | Off Air | Off Air | Off Air | No | No | HUB | Off Air | 70 | Off Air | Off Air | Off Air
B6430 | IHS_KAD_0790E | B6430 | Off Air | Off Air | Off Air | Off Air | Off Air | Off Air | Off Air | Off Air | Off Air | Off Air | Eudurance Ogbuigwe | Lawal Usman | No details | Titus Obaje | No details | No details | Off Air | Off Air | P1 | Off Air | Off Air | Off Air | Off Air | Off Air | No | No | HUB | Off Air | 70 | Off Air | Off Air | Off Air
B2231 | IHS_KAD_0792E | B2231 | KAD-Z3 | Panbegua |  | Near Izala Mosque, along Anchau-Dutsen-wai Rd, Dutsen- Wai, Kaduna | KAD-T8 | Abuja | Kaduna | Owolabi Segun | Abubakar Muhammad | Emmanuel Okoyomon | Eudurance Ogbuigwe | Segun Olatubosun | Ian Akwe | Titus Obaje | 20 KVA | ACDG | Indoor | On Air | P1 | EMTS-SLB 555 | IHSN | 10.8487 | 8.2023 | Manual | No | No | HUB | No | 70 | Conventional | Generator Only | ACDG - Conventional
B2349 | IHS_KAD_0793E | B2349 | Off Air | Off Air | Off Air | Off Air | Off Air | Off Air | Off Air | Off Air | Off Air | Off Air | Idegwu Victoria Elofu | Talba Stephen Diyong | Ian Akwe | Titus Obaje | 20 KW | DCDG | Off Air | Off Air | P1 | EMTS-SLB 555 | IHSN | Off Air | Off Air | Off Air | No | No | Backbone | Off Air | 45 | Off Air | Off Air | Off Air
B2360 | IHS_KAD_0795E | B2360 | PLA-Z1 | Saminaka |  | Land along Islamic Street, off Jos-Kaduna road, Tashan Kayarda, Lere LGA, Kaduna state | PLA-T1 | Abuja | Kaduna | Bamidele Oyewole | Shotunde Musbau | Vincent Ameh | Idegwu Victoria Elofu | Talba Stephen Diyong | Ian Akwe | Titus Obaje | 20 KVA | ACDG | Outdoor | On Air | P1 | EMTS-SLB 555 | IHSN | 10.4832 | 8.5967 | Auto | No | Yes | Backbone | Yes [No comms] | 60 | Conventional | Solar + PC | ACDG - Solar+Li-Ion Hybrid
B2382 | IHS_KAD_0796E | B2382 | KAD-Z2 | Kaduna Sabo |  | Dakunu Street, Unguwan Pama, Narayi, kaduna | KAD-T2 | Abuja | Kaduna | Temitope Ogunbiyi | Michael Tochukwu Ajah | Emmanuel Okoyomon | Eudurance Ogbuigwe | Lawal Usman | Ian Akwe | Titus Obaje | 27 KVA | ACDG | Indoor | On Air | P1 | EMTS-SLB 555 | IHSN | 10.4575 | 7.4585 | Manual | No | No | HUB | No | 70 | Conventional | Generator Only | ACDG - Conventional
B2385 | IHS_KAD_0797E | B2385 | Off Air | Off Air | Off Air | Off Air | Off Air | Off Air | Off Air | Off Air | Off Air | Off Air | Eudurance Ogbuigwe | Segun Samuel Ademuwagun | No details | Titus Obaje | No details | No details | Off Air | Off Air | P1 | Off Air | Off Air | Off Air | Off Air | Off Air | No | No | Backbone | Off Air | 70 | Off Air | Off Air | Off Air
B2440 | IHS_KAD_0798E | B2440 | Off Air | Off Air | Off Air | Off Air | Off Air | Off Air | Off Air | Off Air | Off Air | Off Air | Eudurance Ogbuigwe | Segun Olatubosun | Ian Akwe | Titus Obaje | 20 KW | DCDG | Off Air | Off Air | P1 | EMTS-SLB 555 | IHSN | Off Air | Off Air | Off Air | No | No | HUB | Off Air | 70 | Off Air | Off Air | Off Air
B2467 | IHS_KAD_0799E | B2467 | KAD-Z4 | Zaria 1 |  | Ungwan Dankuka, Sabon Gari, Zaria, Kaduna state | KAD-T7 | Abuja | Kaduna | Jimoh Abdulraheem | Abraham Okpe | Emmanuel Okoyomon | Eudurance Ogbuigwe | Segun Olatubosun | Ian Akwe | Titus Obaje | 15 KVA | ACDG | Outdoor | On Air | P1 | EMTS-SLB 555 | IHSN | 11.1144 | 7.7389 | Auto | No | Yes | HUB | Yes | 80 | Conventional | Solar + PC | ACDG - Solar+Li-Ion Hybrid
B2481 | IHS_KAD_0800E | B2481 | Off Air | Off Air | Off Air | Off Air | Off Air | Off Air | Off Air | Off Air | Off Air | Off Air | Eudurance Ogbuigwe | Segun Olatubosun | Ian Akwe | Titus Obaje | 20 KW | DCDG | Off Air | Off Air | P1 | EMTS-SLB 555 | IHSN | Off Air | Off Air | Off Air | No | No | HUB | Off Air | 70 | Off Air | Off Air | Off Air
B5209 | IHS_KAD_0801E | B5209 | Off Air | Off Air | Off Air | Off Air | Off Air | Off Air | Off Air | Off Air | Off Air | Off Air | Eudurance Ogbuigwe | Theophilus Ayuba Audu | No details | Titus Obaje | 20 KVA | ACDG | Off Air | Off Air | P1 | EMTS-SLB 555 | IHSN | Off Air | Off Air | Off Air | No | Yes | Backbone | Off Air | 70 | Off Air | Off Air | Off Air
B5258 | IHS_KAD_0802E | B5258 | Off Air | Off Air | Off Air | Off Air | Off Air | Off Air | Off Air | Off Air | Off Air | Off Air | Eudurance Ogbuigwe | Theophilus Ayuba Audu | No details | Titus Obaje | 13 KVA | ACDG | Off Air | Off Air | P1 | EMTS-SLB 555 | IHSN | Off Air | Off Air | Off Air | No | No | Backbone | Off Air | 70 | Off Air | Off Air | Off Air
B5355 | IHS_KAD_0803E | B5355 | Off Air | Off Air | Off Air | Off Air | Off Air | Off Air | Off Air | Off Air | Off Air | Off Air | Eudurance Ogbuigwe | Theophilus Ayuba Audu | No details | Titus Obaje | 13 KVA | ACDG | Off Air | Off Air | P1 | EMTS-SLB 555 | IHSN | Off Air | Off Air | Off Air | No | No | Backbone | Off Air | 90 | Off Air | Off Air | Off Air
B5356 | IHS_KAD_0804E | B5356 | Off Air | Off Air | Off Air | Off Air | Off Air | Off Air | Off Air | Off Air | Off Air | Off Air | Eudurance Ogbuigwe |  | No details | Titus Obaje | No details | No details | Off Air | Off Air | Off Air | Off Air | Off Air | Off Air | Off Air | Off Air | No | No | Off Air | Off Air | 70 | Off Air | Off Air | Off Air
B6053 | IHS_KAD_0808E | B6053 | Off Air | Off Air | Off Air | Off Air | Off Air | Off Air | Off Air | Off Air | Off Air | Off Air | Eudurance Ogbuigwe | Abdulmajid Suleiman | Ian Akwe | Titus Obaje | No details | No details | Off Air | Off Air | P1 | Off Air | Off Air | Off Air | Off Air | Off Air | No | No | Backbone | Off Air | 70 | Off Air | Off Air | Off Air
B6058 | IHS_KAD_0809E | B6058 | KAD-Z2 | Kaduna Metro | B3143 | 18 Ahmed Pategi Rd, Unguwan Sarki, Kaduna | KAD-T4 | Abuja | Kaduna | Onyeka Uduma Alaka | Michael Tochukwu Ajah | Emmanuel Okoyomon | Eudurance Ogbuigwe | Segun Samuel Ademuwagun | Ian Akwe | Titus Obaje | 27 KVA | ACDG | Outdoor | On Air | P1 | EMTS-SLB 555 | IHSN | 10.5484 | 7.4435 | Auto | No | Yes | HUB | Yes | 45 | Conventional | PC | ACDG - Li-Ion Hybrid
B6064 | IHS_KAD_0810E | B6064 | Off Air | Off Air | Off Air | Off Air | Off Air | Off Air | Off Air | Off Air | Off Air | Off Air | Eudurance Ogbuigwe | Segun Samuel Ademuwagun | Ian Akwe | Titus Obaje | No details | No details | Off Air | Off Air | P1 | EMTS-SLB 555 | IHSN | Off Air | Off Air | Off Air | No | No | HUB | Off Air | 40 | Off Air | Off Air | Off Air
B6066 | IHS_KAD_0811E | B6066 | KAD-Z2 | Kaduna Metro |  | NO 27 KATAGUN ROAD MARAFA ESTATE.KADUNA | KAD-T4 | Abuja | Kaduna | Onyeka Uduma Alaka | Michael Tochukwu Ajah | Emmanuel Okoyomon | Eudurance Ogbuigwe | Segun Samuel Ademuwagun | Ian Akwe | Titus Obaje | 20 KVA | ACDG | Outdoor | On Air | P1 | EMTS-SLB 555 | IHSN | 10.5134 | 7.4431 | Auto | Yes | Yes | Backbone | Yes | 45 | Conventional | Grid + PC | ACDG - Grid+Li-Ion Hybrid
B6093 | IHS_KAD_0813E | B6093 | Off Air | Off Air | Off Air | Off Air | Off Air | Off Air | Off Air | Off Air | Off Air | Off Air | Eudurance Ogbuigwe | Lawal Usman | Ian Akwe | Titus Obaje | No details | No details | Off Air | Off Air | P1 | EMTS-SLB 555 | IHSN | Off Air | Off Air | Off Air | No | No | Backbone | Off Air | 70 | Off Air | Off Air | Off Air
B6094 | IHS_KAD_0814E | B6094 | Off Air | Off Air | Off Air | Off Air | Off Air | Off Air | Off Air | Off Air | Off Air | Off Air | Eudurance Ogbuigwe | Lawal Usman | Ian Akwe | Titus Obaje | No details | No details | Off Air | Off Air | P1 | EMTS-SLB 555 | IHSN | Off Air | Off Air | Off Air | No | No | Backbone | Off Air | 70 | Off Air | Off Air | Off Air
B6096 | IHS_KAD_0815E | B6096 | Off Air | Off Air | Off Air | Off Air | Off Air | Off Air | Off Air | Off Air | Off Air | Off Air | Eudurance Ogbuigwe | Abdulmajid Suleiman | Ian Akwe | Titus Obaje | 20 KW | DCDG | Off Air | Off Air | P1 | EMTS-SLB 555 | IHSN | Off Air | Off Air | Off Air | No | No | Backbone | Off Air | 70 | Off Air | Off Air | Off Air
B6107 | IHS_KAD_0816E | B6107 | PLA-Z3 | KAF |  | Nunku Village, Along Gwantu-Nunku Road, Akwanga, Nassarawa state | PLA-T7 | Abuja | Kaduna | David Effiong | Anifowose Joel | Vincent Ameh | Idegwu Victoria Elofu | Talba Stephen Diyong | Ian Akwe | Titus Obaje | 20 KVA | ACDG | Indoor | On Air | P1 | EMTS-SLB 555 | IHSN | 9.1403 | 8.4063 | Manual | No | No | Backbone | No | 70 | Non-Conventional | Generator Only | DCDG - Deep Cycle
B6216 | IHS_KAD_0817E | B6216 | KAD-Z1 | Abuja Express |  | SOHON GATAN ROAD GIDAN DOCTOR SABON GAYAN VILLAGE CHIKUN LGA.KADUNA STATE. | KAD-T1 | Abuja | Kaduna | Ochefiji John | Timothy Babalola | Emmanuel Okoyomon | Eudurance Ogbuigwe | Lawal Usman | Ian Akwe | Titus Obaje | 20 KVA | ACDG | Indoor | On Air | P1 | EMTS-SLB 555 | IHSN | 10.3167 | 7.3894 | Manual | No | No | Backbone | Yes | 60 | Conventional | Generator Only | ACDG - Conventional
B6369 | IHS_KAD_0818E | B6369 | Off Air | Off Air | Off Air | Off Air | Off Air | Off Air | Off Air | Off Air | Off Air | Off Air | Eudurance Ogbuigwe | Segun Olatubosun | Ian Akwe | Titus Obaje | 20 KW | DCDG | Off Air | Off Air | P1 | EMTS-SLB 555 | IHSN | Off Air | Off Air | Off Air | No | No | HUB | Off Air | 80 | Off Air | Off Air | Off Air
B6402 | IHS_KAD_0819E | B6402 | Off Air | Off Air | Off Air | Off Air | Off Air | Off Air | Off Air | Off Air | Off Air | Off Air | Eudurance Ogbuigwe | Theophilus Ayuba Audu | Ian Akwe | Titus Obaje | 13 KVA | ACDG | Off Air | Off Air | P1 | EMTS-SLB 555 | IHSN | Off Air | Off Air | Off Air | No | No | HUB | Off Air | 70 | Off Air | Off Air | Off Air
B6547 | IHS_KAD_0820E | B6547 | KAD-Z3 | Panbegua |  | Zuntu Village, kubau LGA, Kaduna | KAD-T8 | Abuja | Kaduna | Owolabi Segun | Abubakar Muhammad | Emmanuel Okoyomon | Eudurance Ogbuigwe | Segun Olatubosun | Ian Akwe | Titus Obaje | 15 KVA | ACDG | Outdoor | On Air | P1 | EMTS-SLB 555 | IHSN | 10.7423 | 8.2389 | Auto | No | Yes | HUB | Yes [No comms] | 70 | Conventional | PC | ACDG - Li-Ion Hybrid
T0207 | IHS_KAD_0823A | T0207 | KAD-Z2 | Kaduna Metro | B3143 | INet Global Services , 6B Sultan Rd, Kaduna | KAD-T4 | Abuja | Kaduna | Onyeka Uduma Alaka | Michael Tochukwu Ajah | Emmanuel Okoyomon | Eudurance Ogbuigwe | Militus Innocent | Ian Akwe | Titus Obaje | 15 KVA | ACDG | Indoor | On Air | P1 | INT-Secondary | INT | 10.5461 | 7.4519 | Manual | No | No | HUB | Yes | 36 | Conventional | Generator Only | ACDG - Conventional
T0317 | IHS_KAD_0828A | T0317 | KAD-Z4 | Zaria 2 |  | Command Staff College, Jaji, Kaduna-Kano Expressway, Kaduna state | KAD-T6 | Abuja | Kaduna | Manisir Musa | Abraham Okpe | Emmanuel Okoyomon | Eudurance Ogbuigwe | Abdulmajid Suleiman | Ian Akwe | Titus Obaje | 20 KVA | ACDG | Indoor | On Air | P1 | INT-Secondary | INT | 10.8231 | 7.5561 | Manual | No | No | Terminal | Yes | 36 | Conventional | Generator Only | ACDG - Conventional
T1005 | IHS_KAD_0833A | T1005 | KAD-Z1 | Abuja Express | B600 | Illo Village, Kachia LGA, Abuja-Kaduna road, Kaduna state | KAD-T1 | Abuja | Kaduna | Ochefiji John | Timothy Babalola | Emmanuel Okoyomon | Eudurance Ogbuigwe | Lawal Usman | Ian Akwe | Titus Obaje | 27 KVA | ACDG | Indoor | On Air | P1 | INT-Secondary | INT | 9.9 | 7.4439 | Manual | No | No | Backbone | Yes | 54 | Conventional | Generator Only | ACDG - Conventional
T1006 | IHS_KAD_0834A | T1006 | KAD-Z1 | Abuja Express | B600 | EWAC Church, KM 26, Abuja-Kaduna expressway, Chikun LGA, Kaduna state | KAD-T1 | Abuja | Kaduna | Ochefiji John | Timothy Babalola | Emmanuel Okoyomon | Eudurance Ogbuigwe | Lawal Usman | Ian Akwe | Titus Obaje | 27 KVA | ACDG | Indoor | On Air | P1 | INT-Secondary | INT | 10.0569 | 7.3819 | Auto | No | No | HUB | Yes | 54 | Conventional | Grid | ACDG - Grid (with BUB)
T1012 | IHS_KAD_0836A | T1012/B6052 | KAD-Z4 | Zaria 2 | B3143 | KADUNA-KANO ROAD,LAMBO ZANGO VILLAGE. | KAD-T6 | Abuja | Kaduna | Manisir Musa | Abraham Okpe | Emmanuel Okoyomon | Eudurance Ogbuigwe | Segun Olatubosun | Ian Akwe | Titus Obaje | 27 KVA | ACDG | Indoor | On Air | P1 | INT-Secondary | INT | 10.9219 | 7.6489 | Auto | No | No | HUB | Yes | 70 | Conventional | Grid | ACDG - Grid (with BUB)
T1039 | IHS_KAD_0838A | T1039 | KAD-Z1 | Kaduna Bypass |  | No 5 Yashe Drive, Off Governor Road, Off Nnamdi Azkiwe Expressway, Kaduna State | KAD-T3 | Abuja | Kaduna | Abraham Danlanmi | Abubakar Muhammad | Emmanuel Okoyomon | Eudurance Ogbuigwe | Theophilus Ayuba Audu | Ian Akwe | Titus Obaje | 27 KVA | ACDG | Indoor | On Air | P2 | INT-Secondary | INT | 10.5419 | 7.4139 | Manual | No | No | BTS | Yes | 36 | Conventional | Generator Only | ACDG - Conventional
T1038 | IHS_KAD_0841A | T1038 | KAD-Z2 | Kaduna Metro | B600 | NO 14 SULAIMAN ALIYU STREET OFF LERE STREET OFF COLLEGE.UIDOSA.KADUNA. | KAD-T4 | Abuja | Kaduna | Onyeka Uduma Alaka | Michael Tochukwu Ajah | Emmanuel Okoyomon | Eudurance Ogbuigwe | Militus Innocent | Ian Akwe | Titus Obaje | 15 KVA | ACDG | Indoor | On Air | P1 | INT-Secondary | INT | 10.5719 | 7.4561 | Manual | No | No | HUB | Yes | 36 | Conventional | Generator Only | ACDG - Conventional
T1037 | IHS_KAD_0842A | T1037 | KAD-Z2 | Kaduna Metro | B3143 | Malali Housing Estsate, Malali, Kaduna | KAD-T4 | Abuja | Kaduna | Onyeka Uduma Alaka | Michael Tochukwu Ajah | Emmanuel Okoyomon | Eudurance Ogbuigwe | Militus Innocent | Ian Akwe | Titus Obaje | 30 KVA | ACDG | Indoor | On Air | P1 | INT-Secondary | INT | 10.5581 | 7.4719 | Manual | No | No | HUB | Yes [No comms] | 36 | Conventional | Generator Only | ACDG - Conventional
T1042 | IHS_KAD_0845A | T1042 | KAD-Z2 | Kaduna Metro |  | NO 7 SHOOTING RANGE UNGWARIMI. | KAD-T4 | Abuja | Kaduna | Onyeka Uduma Alaka | Michael Tochukwu Ajah | Emmanuel Okoyomon | Eudurance Ogbuigwe | Segun Samuel Ademuwagun | Ian Akwe | Titus Obaje | 27 KVA | ACDG | Indoor | On Air | P1 | INT-Secondary | INT | 10.5011 | 7.45 | Auto | Yes | No | BTS | Yes | 36 | Conventional | Grid | ACDG - Grid (with BUB)
T1080 | IHS_KAD_0848A | T1080 | PLA-Z3 | KAF | B400 | Behind Satelite Prison Post, Gwantu Town, Sanga LGA, Kaduna state | PLA-T7 | Abuja | Kaduna | David Effiong | Anifowose Joel | Vincent Ameh | Idegwu Victoria Elofu | Talba Stephen Diyong | Ian Akwe | Titus Obaje | 27 KVA | ACDG | Indoor | On Air | P1 | INT-Secondary | INT | 9.2289 | 8.4561 | Manual | No | No | HUB | Yes | 70 | Conventional | Generator Only | ACDG - Conventional
T1200 | IHS_KAD_0853A | T1200 | KAD-Z2 | Kaduna Metro |  | ROCK CLOSE OFF WAZIRI MACCIDO ROAD MALAHI.KADUNA NORTH. | KAD-T4 | Abuja | Kaduna | Onyeka Uduma Alaka | Michael Tochukwu Ajah | Emmanuel Okoyomon | Eudurance Ogbuigwe | Militus Innocent | Ian Akwe | Titus Obaje | 15 KVA | ACDG | Indoor | On Air | P1 | INT-Secondary | INT | 10.5511 | 7.4711 | Auto | No | No | HUB | Yes | 22 | Conventional | Grid | ACDG - Grid (with BUB)
T1337 | IHS_KAD_0858A | T1337 | KAD-Z3 | Kaduna Mando | B3143 | 15 TINAM STREET OFF MANDO ROAD OFF LAGOS-BIGWARI EXPRESSWAY,IGABI.KADUNA. | KAD-T5 | Abuja | Kaduna | Olasunkanmi Taofeek Salaudeen | Timothy Babalola | Emmanuel Okoyomon | Eudurance Ogbuigwe | Theophilus Ayuba Audu | Ian Akwe | Titus Obaje | 15 KVA | ACDG | Indoor | On Air | P1 | INT-Secondary | INT | 10.585 | 7.4011 | Manual | No | No | HUB | Yes | 36 | Non-Conventional | Generator Only | DCDG - Deep Cycle
T1176 | IHS_KAD_0860A | T1176 | KAD-Z2 | Kaduna Sabo | B3143 | No 2,Kujama road, Narayi, Kaduna state | KAD-T2 | Abuja | Kaduna | Temitope Ogunbiyi | Michael Tochukwu Ajah | Emmanuel Okoyomon | Eudurance Ogbuigwe | Segun Samuel Ademuwagun | Ian Akwe | Titus Obaje | 15 KVA | ACDG | Indoor | On Air | P1 | INT-Secondary | INT | 10.4761 | 7.445 | Auto | Yes | No | HUB | Yes [No comms] | 36 | Conventional | Grid | ACDG - Grid (with BUB)
T1164 | IHS_KAD_0861A | T1164 | KAD-Z2 | Kaduna Metro | B3143 | NO 10 KABALA COSTAIN CLOSE KABALA COSTAIN. | KAD-T4 | Abuja | Kaduna | Onyeka Uduma Alaka | Michael Tochukwu Ajah | Emmanuel Okoyomon | Eudurance Ogbuigwe | Segun Samuel Ademuwagun | Ian Akwe | Titus Obaje | 27 KVA | ACDG | Indoor | On Air | P1 | INT-Secondary | INT | 10.4969 | 7.4361 | Manual | No | No | NFE | Yes | 36 | Conventional | Generator Only | ACDG - Conventional
T1307 | IHS_KAD_0876A | T1307 | KAD-Z3 | Kaduna Mando | B500 | 2nd Gate, Trade Fair Complex, Off Nock road, Riga Chikun, Kaduna state | KAD-T5 | Abuja | Kaduna | Olasunkanmi Taofeek Salaudeen | Timothy Babalola | Emmanuel Okoyomon | Eudurance Ogbuigwe | Militus Innocent | Ian Akwe | Titus Obaje | 27 KVA | ACDG | Indoor | On Air | P1 | INT-Secondary | INT | 10.6061 | 7.465 | Manual | No | No | HUB | Yes | 55 | Conventional | Generator Only | ACDG - Conventional
T1308 | IHS_KAD_0878A | T1308 | KAD-Z4 | Zaria 2 | B500 & A73 | Maraban Kudende, Gwargwaje, Zaria, Kaduna | KAD-T6 | Abuja | Kaduna | Manisir Musa | Abraham Okpe | Emmanuel Okoyomon | Eudurance Ogbuigwe | Abdulmajid Suleiman | Ian Akwe | Titus Obaje | 27 KVA | ACDG | Indoor | On Air | P1 | INT-Secondary | INT | 11.0519 | 7.6789 | Manual | No | No | NFE | Yes | 55 | Conventional | Generator Only | ACDG - Conventional
T1350 | IHS_KAD_0879A | T1350 | KAD-Z3 | Kaduna Mando | B3143 | Befor Rigachikun Central Mosque, Green Finger Junction, Rigachikun, Kaduna-Zaria expressway, Kaduna state | KAD-T5 | Abuja | Kaduna | Olasunkanmi Taofeek Salaudeen | Timothy Babalola | Emmanuel Okoyomon | Eudurance Ogbuigwe | Militus Innocent | Ian Akwe | Titus Obaje | 27 KVA | ACDG | Indoor | On Air | P1 | INT-Secondary | INT | 10.6331 | 7.4689 | Manual | No | No | HUB | Yes | 55 | Conventional | Generator Only | ACDG - Conventional
T5181 | IHS_KAD_0883A | T5181 | KAD-Z4 | Zaria 2 | B600 | Rafin Yashin , Zaria, Kaduna State | KAD-T6 | Abuja | Kaduna | Manisir Musa | Abraham Okpe | Emmanuel Okoyomon | Eudurance Ogbuigwe | Abdulmajid Suleiman | Ian Akwe | Titus Obaje | 27 KVA | ACDG | Indoor | On Air | P1 | INT-Secondary | INT | 11.105 | 7.5881 | Manual | No | No | HUB | Yes | 70 | Conventional | Generator Only | ACDG - Conventional
T1355 | IHS_KAD_0887A | T1355 | KAD-Z2 | Kaduna Sabo | B600 | Peter Street, Ungwan Boro, Chikun LGA, Kaduna state | KAD-T2 | Abuja | Kaduna | Temitope Ogunbiyi | Michael Tochukwu Ajah | Emmanuel Okoyomon | Eudurance Ogbuigwe | Lawal Usman | Ian Akwe | Titus Obaje | 27 KVA | ACDG | Indoor | On Air | P1 | INT-Secondary | INT | 10.45 | 7.4719 | Manual | No | No | HUB | Yes | 55 | Conventional | Generator Only | ACDG - Conventional
T1438 | IHS_KAD_0892A | T1438 | KAD-Z4 | Zaria 2 | B3143 | Holiday Street, Wusasa Zaria, Kaduna | KAD-T6 | Abuja | Kaduna | Manisir Musa | Abraham Okpe | Emmanuel Okoyomon | Eudurance Ogbuigwe | Abdulmajid Suleiman | Ian Akwe | Titus Obaje | 30 KVA | ACDG | Indoor | On Air | P1 | INT-Secondary | INT | 11.08 | 7.685 | Manual | No | No | HUB | Yes | 36 | Conventional | Generator Only | ACDG - Conventional
T1351 | IHS_KAD_0894A | T1351 | KAD-Z1 | Kaduna Bypass |  | AA15 AHMAD BURUKU ROAD,KINKIMA OFF NNAMDI AZIKWE EXPRESSWAY,KADUNA. | KAD-T3 | Abuja | Kaduna | Abraham Danlanmi | Abubakar Muhammad | Emmanuel Okoyomon | Eudurance Ogbuigwe | Theophilus Ayuba Audu | Ian Akwe | Titus Obaje | 20 KVA | ACDG | Indoor | On Air | P2 | INT-Secondary | INT | 10.4911 | 7.4 | Auto | Yes | No | BTS | Yes | 36 | Conventional | Grid | ACDG - Grid (with BUB)
T1435 | IHS_KAD_0895A | T1435 | PLA-Z3 | KAF |  | Gilberto Filling Station, Fadan Karshi, Off Makurdi-Jos expressway, Sanga LGA, Kaduna state | PLA-T7 | Abuja | Kaduna | David Effiong | Anifowose Joel | Vincent Ameh | Idegwu Victoria Elofu | Talba Stephen Diyong | Ian Akwe | Titus Obaje | 15 KVA | ACDG | Indoor | On Air | P3 | INT-Secondary | INT | 9.3811 | 8.5839 | Manual | No | No | BTS | Yes [No comms] | 40 | Conventional | Generator Only | ACDG - Conventional
T1481 | IHS_KAD_0896A | T1481 | KAD-Z4 | Zaria 2 |  | Gona Magaji Rd, before Nuhu Bamali Polytechnic | KAD-T6 | Abuja | Kaduna | Manisir Musa | Abraham Okpe | Emmanuel Okoyomon | Eudurance Ogbuigwe | Abdulmajid Suleiman | Ian Akwe | Titus Obaje | 27 KVA | ACDG | Indoor | On Air | P4 | INT-Secondary | INT | 11.0031 | 7.66 | Manual | No | No | BTS | Yes | 36 | Non-Conventional | Generator Only | DCDG - Deep Cycle
T1482 | IHS_KAD_0899A | T1482 | KAD-Z4 | Zaria 2 |  | D9 Adejo road, Off Kaduna-Zaria road, Marabau, Jos, Kaduna state | KAD-T6 | Abuja | Kaduna | Manisir Musa | Abraham Okpe | Emmanuel Okoyomon | Eudurance Ogbuigwe | Abdulmajid Suleiman | Ian Akwe | Titus Obaje | 20 KVA | ACDG | Indoor | On Air | P1 | INT-Secondary | INT | 10.8689 | 7.6111 | Manual | No | No | HUB | Yes | 36 | Conventional | Generator Only | ACDG - Conventional
T1485 | IHS_KAD_0900A | T1485 | KAD-Z1 | Abuja Express | B3143 | No 9, Joseph Abba sreet, Televison area, Kaduna state | KAD-T1 | Abuja | Kaduna | Ochefiji John | Timothy Babalola | Emmanuel Okoyomon | Eudurance Ogbuigwe | Segun Samuel Ademuwagun | Ian Akwe | Titus Obaje | 20 KVA | ACDG | Indoor | On Air | P1 | INT-Secondary | INT | 10.4519 | 7.43 | Manual | No | No | HUB | Yes | 36 | Conventional | Generator Only | ACDG - Conventional
T1425 | IHS_KAD_0904A | T1425 | FCT-Z2 | Bwari | B400 | Bello Musa, Along Kaduna-Abuja expressway, Kagarko LGA, Kaduna state | FCT-T4 | Abuja | Kaduna | Ogungbola Adewale Williams | Olabode Obed Kolawole | Johnson Oluwoye | Amwe Angbarity | Lawal Usman | Ian Akwe | Titus Obaje | 27 KVA | ACDG | Indoor | On Air | P1 | INT-Secondary | INT | 9.4289 | 7.3369 | Manual | No | No | NFE | Yes | 55 | Conventional | Generator Only | ACDG - Conventional
T1598 | IHS_KAD_0906A | T1598 | Off Air | Off Air | Off Air | Off Air | Off Air | Off Air | Off Air | Off Air | Off Air | Off Air | Idegwu Victoria Elofu | Talba Stephen Diyong | No details | Titus Obaje | No details | No details | Off Air | Off Air | P1 | INT-Secondary | INT | Off Air | Off Air | Off Air | No | No | HUB | Off Air | 55 | Off Air | Off Air | Off Air
T1664 | IHS_KAD_0908A | T1664 | Off Air | Off Air | Off Air | Off Air | Off Air | Off Air | Off Air | Off Air | Off Air | Off Air | Eudurance Ogbuigwe | Lawal Usman | No details | Titus Obaje | No details | No details | Off Air | Off Air | P1 | INT-Secondary | INT | Off Air | Off Air | Off Air | No | No | HUB | Off Air | 70 | Off Air | Off Air | Off Air
T1666 | IHS_KAD_0910A | T1666 | Off Air | Off Air | Off Air | Off Air | Off Air | Off Air | Off Air | Off Air | Off Air | Off Air | Eudurance Ogbuigwe | Lawal Usman | No details | Titus Obaje | No details | No details | Off Air | Off Air | P1 | Off Air | Off Air | Off Air | Off Air | Off Air | No | No | HUB | Off Air | 70 | Off Air | Off Air | Off Air
T1669 | IHS_KAD_0913A | T1669 | PLA-Z3 | KAF | B3143 | Along Jankasa-Manchock road, Jankasa Town, Kaura LGA, Kaduna state | PLA-T7 | Abuja | Kaduna | David Effiong | Anifowose Joel | Vincent Ameh | Idegwu Victoria Elofu | Talba Stephen Diyong | Ian Akwe | Titus Obaje | 27 KVA | ACDG | Indoor | On Air | P1 | INT-Secondary | INT | 9.725 | 8.4389 | Manual | No | No | HUB | Yes | 70 | Conventional | Generator Only | ACDG - Conventional
T1615 | IHS_KAD_0914A | T1615 | PLA-Z3 | KAF | B3143 | Zangon Kataf Development Area, Zangon Kataf Town,Off Saminaka-Kafanchan road, Zangon Kataf LGA, Kaduna state | PLA-T7 | Abuja | Kaduna | David Effiong | Anifowose Joel | Vincent Ameh | Idegwu Victoria Elofu | Talba Stephen Diyong | Ian Akwe | Titus Obaje | 27 KVA | ACDG | Indoor | On Air | P1 | INT-Secondary | INT | 9.8289 | 8.4019 | Manual | No | No | HUB | Yes | 54 | Conventional | Generator Only | ACDG - Conventional
T1637 | IHS_KAD_0915A | T1637 | PLA-Z3 | KAF |  | Tagwai Primary School, Off Kafanchan-Jos road, Kaura LGA, Kaduna state | PLA-T7 | Abuja | Kaduna | David Effiong | Anifowose Joel | Vincent Ameh | Idegwu Victoria Elofu | Talba Stephen Diyong | Ian Akwe | Titus Obaje | 15 KVA | ACDG | Indoor | On Air | P4 | INT-Secondary | INT | 9.6669 | 8.515 | Auto | No | No | BTS | Yes [No comms] | 54 | Conventional | Grid | ACDG - Grid (with BUB)
T1658 | IHS_KAD_0916A | T1658 | KAD-Z3 | Panbegua |  | Madachi Village, along Kaduna Jos Road, Kaduna | KAD-T8 | Abuja | Kaduna | Owolabi Segun | Abubakar Muhammad | Emmanuel Okoyomon | Eudurance Ogbuigwe | Segun Olatubosun | Ian Akwe | Titus Obaje | 15 KVA | ACDG | Indoor | On Air | P2 | INT-Secondary | INT | 10.7331 | 7.6961 | Manual | No | No | BTS | Yes [No comms] | 70 | Conventional | Generator Only | ACDG - Conventional
T1659 | IHS_KAD_0917A | T1659 | KAD-Z3 | Panbegua |  | GURBABIYA VILLAGE ALONG KADUNA PAUBEGUA EXPRESS KADUNA STATE. | KAD-T8 | Abuja | Kaduna | Owolabi Segun | Abubakar Muhammad | Emmanuel Okoyomon | Eudurance Ogbuigwe | Segun Olatubosun | Ian Akwe | Titus Obaje | 20 KVA | ACDG | Indoor | On Air | P2 | INT-Secondary | INT | 10.7339 | 7.9289 | Manual | No | No | BTS | Yes | 70 | Conventional | Generator Only | ACDG - Conventional
T1660 | IHS_KAD_0918A | T1660 | KAD-Z3 | Panbegua | B3143 | Shinkafi Village, Along Jos Kaduna Road, Kaduna | KAD-T8 | Abuja | Kaduna | Owolabi Segun | Abubakar Muhammad | Emmanuel Okoyomon | Eudurance Ogbuigwe | Segun Olatubosun | Ian Akwe | Titus Obaje | 15 KVA | ACDG | Indoor | On Air | P1 | INT-Secondary | INT | 10.6831 | 8.0981 | Manual | No | No | HUB | Yes | 70 | Conventional | Generator Only | ACDG - Conventional
T1739 | IHS_KAD_0925A | T1739 | KAD-Z3 | Kaduna Mando |  | Buruku Nitel | KAD-T5 | Abuja | Kaduna | Olasunkanmi Taofeek Salaudeen | Timothy Babalola | Emmanuel Okoyomon | Eudurance Ogbuigwe | Theophilus Ayuba Audu | Ian Akwe | Titus Obaje | 15 KVA | ACDG | Indoor | On Air | P1 | INT-Secondary | INT | 10.6069 | 7.1569 | Manual | No | No | Terminal | Yes [No comms] | 70 | Conventional | Generator Only | ACDG - Conventional
T1740 | IHS_KAD_0926A | T1740 | Off Air | Off Air | Off Air | Off Air | Off Air | Off Air | Off Air | Off Air | Off Air | Off Air | Eudurance Ogbuigwe | Theophilus Ayuba Audu | No details | Titus Obaje | 15 KVA | ACDG | Off Air | Off Air | P1 | INT-Primary | INT | Off Air | Off Air | Off Air | No | No | BTS | Off Air | 70 | Off Air | Off Air | Off Air
IHS_KAD_0927A | IHS_KAD_0927A | IHS_KAD_0927A | Off Air | Off Air | Off Air | Off Air | Off Air | Off Air | Off Air | Off Air | Off Air | Off Air | Eudurance Ogbuigwe | Theophilus Ayuba Audu | No details | Titus Obaje | 20 KVA | ACDG | Off Air | Off Air | P1 | INT-Primary | INT | Off Air | Off Air | Off Air | No | No | BTS | Off Air | 70 | Off Air | Off Air | Off Air
T1593 | IHS_KAD_0929A | T1593 | Off Air | Off Air | Off Air | Off Air | Off Air | Off Air | Off Air | Off Air | Off Air | Off Air | Eudurance Ogbuigwe | Theophilus Ayuba Audu | No details | Titus Obaje | 15 KVA | ACDG | Off Air | Off Air | P4 | INT-Primary | INT | Off Air | Off Air | Off Air | No | No | BTS | Off Air | 70 | Off Air | Off Air | Off Air
T1489 | IHS_KAD_0931A | T1489 | KAD-Z4 | Zaria 2 | B3143 | - | KAD-T6 | Abuja | Kaduna | Manisir Musa | Abraham Okpe | Emmanuel Okoyomon | Eudurance Ogbuigwe | Segun Olatubosun | Ian Akwe | Titus Obaje | 20 KVA | ACDG | Indoor | On Air | P1 | INT-Secondary | INT | 11.055 | 7.7 | Manual | No | No | HUB | Yes | 36 | Conventional | Generator Only | ACDG - Conventional
T1803 | IHS_KAD_0936A | T1803 | KAD-Z4 | Zaria 1 | B3143 | Opposite Home Economics Building, Congo, Kaduna | KAD-T7 | Abuja | Kaduna | Jimoh Abdulraheem | Abraham Okpe | Emmanuel Okoyomon | Eudurance Ogbuigwe | Abdulmajid Suleiman | Ian Akwe | Titus Obaje | 30 KVA | ACDG | Indoor | On Air | P1 | INT-Secondary | INT | 11.0839 | 7.7339 | Manual | No | No | NFE | Yes | 36 | Conventional | Generator Only | ACDG - Conventional
T1865 | IHS_KAD_0938A | T1865 | KAD-Z2 | Kaduna Sabo | B500 | MARWA STREET CHIKUN LGA.KADUNA.KADUNA STATE. | KAD-T2 | Abuja | Kaduna | Temitope Ogunbiyi | Michael Tochukwu Ajah | Emmanuel Okoyomon | Eudurance Ogbuigwe | Lawal Usman | Ian Akwe | Titus Obaje | 27 KVA | ACDG | Outdoor | On Air | P1 | INT-Secondary | INT | 10.4481 | 7.46 | Auto | No | Yes | NFE | Yes | 35 | Conventional | PC | ACDG - Li-Ion Hybrid
T1863 | IHS_KAD_0940A | T1863 | KAD-Z2 | Kaduna Metro | B3143 | KWARU ROAD OFF KARAYI JUNCTION KWARU.KADUNA. | KAD-T4 | Abuja | Kaduna | Onyeka Uduma Alaka | Michael Tochukwu Ajah | Emmanuel Okoyomon | Eudurance Ogbuigwe | Militus Innocent | Ian Akwe | Titus Obaje | 15 KVA | ACDG | Indoor | On Air | P1 | INT-Secondary | INT | 10.5639 | 7.4631 | Auto | Yes | No | HUB | Yes | 35 | Conventional | Grid | ACDG - Grid (with BUB)
T1866 | IHS_KAD_0941A | T1866 | KAD-Z1 | Abuja Express | B3143 | 27 FILM LINE OFF RAIL TRACK TRIKANIA KADUNA NORTH.KADUNA. | KAD-T1 | Abuja | Kaduna | Ochefiji John | Timothy Babalola | Emmanuel Okoyomon | Eudurance Ogbuigwe | Theophilus Ayuba Audu | Ian Akwe | Titus Obaje | 20 KVA | ACDG | Outdoor | On Air | P1 | INT-Secondary | INT | 10.4631 | 7.4 | Auto | Yes | Yes | HUB | Yes | 35 | Conventional | Grid + Solar + PC | ACDG - Grid+Solar+Li-Ion Hybrid
T1393 | IHS_KAD_0942A | T1393 | KAD-Z2 | Kaduna Sabo | B3143 | No 5, Dan Alhaji road, Barnawa, Kaduna state | KAD-T2 | Abuja | Kaduna | Temitope Ogunbiyi | Michael Tochukwu Ajah | Emmanuel Okoyomon | Eudurance Ogbuigwe | Segun Samuel Ademuwagun | Ian Akwe | Titus Obaje | 15 KVA | ACDG | Outdoor | On Air | P1 | INT-Secondary | INT | 10.4789 | 7.4331 | Auto | Yes | Yes | HUB | Yes | 36 | Conventional | Grid + Solar + PC | ACDG - Grid+Solar+Li-Ion Hybrid
T1395 | IHS_KAD_0945A | T1395 | KAD-Z1 | Kaduna Bypass |  | No 1, Lokoja Rd, Off makarfi Rd, Igabi LGA, Kaduna state | KAD-T3 | Abuja | Kaduna | Abraham Danlanmi | Abubakar Muhammad | Emmanuel Okoyomon | Eudurance Ogbuigwe | Theophilus Ayuba Audu | Ian Akwe | Titus Obaje | 15 KVA | ACDG | Outdoor | On Air | P1 | INT-Secondary | INT | 10.5231 | 7.3719 | Auto | No | Yes | BTS | Yes | 36 | Conventional | Solar + PC | ACDG - Solar+Li-Ion Hybrid
T1208 | IHS_KAD_0946A | T1208 | KAD-Z3 | Kaduna Mando | B3143 | NO 56 IBRAHIM BAKO STREET OFF NNAMDI AZIKWE EXPRESSWAY.PANTEKA,KADUNA. | KAD-T5 | Abuja | Kaduna | Olasunkanmi Taofeek Salaudeen | Timothy Babalola | Emmanuel Okoyomon | Eudurance Ogbuigwe | Theophilus Ayuba Audu | Ian Akwe | Titus Obaje | 15 KVA | ACDG | Indoor | On Air | P1 | INT-Secondary | INT | 10.5769 | 7.4319 | Auto | Yes | No | HUB | Yes | 36 | Conventional | Grid | ACDG - Grid (with BUB)
T1204 | IHS_KAD_0947A | T1204 | KAD-Z1 | Abuja Express | B3143 | Along Sarki Yelwa road, Kaduna South, Kaduna state | KAD-T1 | Abuja | Kaduna | Ochefiji John | Timothy Babalola | Emmanuel Okoyomon | Eudurance Ogbuigwe | Lawal Usman | Ian Akwe | Titus Obaje | 20 KVA | ACDG | Outdoor | On Air | P1 | INT-Secondary | INT | 10.435 | 7.4289 | Auto | Yes | Yes | HUB | Yes | 36 | Conventional | Grid + PC | ACDG - Grid+Li-Ion Hybrid
T1787 | IHS_KAD_0950A | T1787 | KAD-Z1 | Kaduna Bypass | B3143 | No1 Katsina Road, Off College Road, Off Nnamdi Azikwe Rd, Kaduna South, Kaduna state | KAD-T3 | Abuja | Kaduna | Abraham Danlanmi | Abubakar Muhammad | Emmanuel Okoyomon | Eudurance Ogbuigwe | Theophilus Ayuba Audu | Ian Akwe | Titus Obaje | 27 KVA | ACDG | Indoor | On Air | P1 | INT-Secondary | INT | 10.5531 | 7.4161 | Manual | No | No | HUB | Yes | 36 | Conventional | Generator Only | ACDG - Conventional
T1874 | IHS_KAD_0951A | T1874 | FCT-Z2 | Bwari | B3143 | MARARABAN KASURI KAGARKO LGA.KADUNA STATE. | FCT-T4 | Abuja | Kaduna | Ogungbola Adewale Williams | Olabode Obed Kolawole | Johnson Oluwoye | Amwe Angbarity | Lawal Usman | Ian Akwe | Titus Obaje | 15 KVA | ACDG | Indoor | On Air | P1 | INT-Secondary | INT | 9.5311 | 7.525 | Manual | No | No | HUB | Yes [No comms] | 55 | Conventional | Generator Only | ACDG - Conventional
T1845 | IHS_KAD_0952A | T1845 | FCT-Z2 | Bwari | B3143 | JANJALA ROAD KAGARKO, KADUNA STATE | FCT-T4 | Abuja | Kaduna | Ogungbola Adewale Williams | Olabode Obed Kolawole | Johnson Oluwoye | Amwe Angbarity | Lawal Usman | Ian Akwe | Titus Obaje | 20 KVA | ACDG | Outdoor | On Air | P1 | INT-Secondary | INT | 9.4904 | 7.6934 | Auto | No | Yes | HUB | Yes [No comms] | 55 | Conventional | PC | ACDG - Li-Ion Hybrid
T5760 | IHS_KAD_0955A | T5760 | Off Air | Off Air | Off Air | Off Air | Off Air | Off Air | Off Air | Off Air | Off Air | Off Air | Eudurance Ogbuigwe | Abdulmajid Suleiman | No details | Titus Obaje | No details | No details | Off Air | Off Air | P2 | INT-Secondary | INT | Off Air | Off Air | Off Air | No | No | Terminal | Off Air | 36 | Off Air | Off Air | Off Air
T1617 | IHS_KAD_0957A | T1617 | PLA-Z1 | Saminaka | B3143 | Along Malami Road, Saminaka Town, Lere LGA, Kaduna state | PLA-T1 | Abuja | Kaduna | Bamidele Oyewole | Shotunde Musbau | Vincent Ameh | Idegwu Victoria Elofu | Talba Stephen Diyong | Ian Akwe | Titus Obaje | 20 KVA | ACDG | Outdoor | On Air | P1 | INT-Secondary | INT | 10.4131 | 8.69 | Auto | No | Yes | HUB | Yes [No comms] | 36 | Conventional | Solar + PC | ACDG - Solar+Li-Ion Hybrid
T1223 | IHS_KAD_0962A | T1223 | KAD-Z2 | Kaduna Sabo |  | NO 5 DUMBI ROAD.BARNAWA. | KAD-T2 | Abuja | Kaduna | Temitope Ogunbiyi | Michael Tochukwu Ajah | Emmanuel Okoyomon | Eudurance Ogbuigwe | Segun Samuel Ademuwagun | Ian Akwe | Titus Obaje | 27 KVA | ACDG | Indoor | On Air | P2 | INT-Secondary | INT | 10.4657 | 7.441 | Manual | No | No | HUB | Yes | 36 | Conventional | Generator Only | ACDG - Conventional
T5797 | IHS_KAD_0963A | T5797 | KAD-Z3 | Kaduna Mando |  | NO 3 NWENDA AVENUE MANDO | KAD-T5 | Abuja | Kaduna | Olasunkanmi Taofeek Salaudeen | Timothy Babalola | Emmanuel Okoyomon | Eudurance Ogbuigwe | Militus Innocent | Ian Akwe | Titus Obaje | 20 KVA | ACDG | Outdoor | On Air | P3 | INT-Secondary | INT | 10.5781 | 7.4161 | Auto | No | Yes | BTS | Yes | 36 | Conventional | PC | ACDG - Li-Ion Hybrid
T5795 | IHS_KAD_0964A | T5795 | Off Air | Off Air | Off Air | Off Air | Off Air | Off Air | Off Air | Off Air | Off Air | Off Air | Eudurance Ogbuigwe | Theophilus Ayuba Audu | Ian Akwe | Titus Obaje | 20 KVA | ACDG | Off Air | Off Air | P1 | INT-Secondary | INT | Off Air | Off Air | Off Air | No | No | HUB | Off Air | 36 | Off Air | Off Air | Off Air
T1869 | IHS_KAD_0966A | T1869 | PLA-Z3 | KAF | B3143 & A658 | Saminaka-Kafanchan road, Mariri Town, Lere LGA, Kad | PLA-T7 | Abuja | Kaduna | David Effiong | Anifowose Joel | Vincent Ameh | Idegwu Victoria Elofu | Talba Stephen Diyong | Ian Akwe | Titus Obaje | 20 KVA | ACDG | Outdoor | On Air | P1 | INT-Secondary | INT | 10.0311 | 8.53 | Auto | No | Yes | HUB | No | 55 | Conventional | Solar + PC | ACDG - Solar+Li-Ion Hybrid
T5802 | IHS_KAD_0967A | T5802 | KAD-Z4 | Zaria 2 | B3143 | KAWANAR FARAKWAI VILLAGE ALONG ZARIA-KADUNA ROAD.IGABI LGA.KADUNA. | KAD-T6 | Abuja | Kaduna | Manisir Musa | Abraham Okpe | Emmanuel Okoyomon | Eudurance Ogbuigwe | Segun Olatubosun | Ian Akwe | Titus Obaje | 20 KVA | ACDG | Outdoor | On Air | P1 | INT-Secondary | INT | 10.8761 | 7.6389 | Auto | Yes | Yes | HUB | Yes | 36 | Conventional | Grid + PC | ACDG - Grid+Li-Ion Hybrid
T1801 | IHS_KAD_0968A | T1801 | KAD-Z2 | Kaduna Metro |  | INSIDE ANGWAN SARIK MOSQUE COMPOUND BEHIND THE CENTRAL MOSQUE. | KAD-T4 | Abuja | Kaduna | Onyeka Uduma Alaka | Michael Tochukwu Ajah | Emmanuel Okoyomon | Eudurance Ogbuigwe | Militus Innocent | Ian Akwe | Titus Obaje | 20 KVA | ACDG | Indoor | On Air | P2 | INT-Secondary | INT | 10.55 | 7.4439 | Auto | No | Yes | BTS | Yes | 36 | Conventional | PC | ACDG - Li-Ion Hybrid
T1788 | IHS_KAD_0969A | T1788 | KAD-Z2 | Kaduna Sabo | B3143 | Hakimi Street, Oppo Makera Kujama road, Chikun LGA, Kaduna state | KAD-T2 | Abuja | Kaduna | Temitope Ogunbiyi | Michael Tochukwu Ajah | Emmanuel Okoyomon | Eudurance Ogbuigwe | Lawal Usman | Ian Akwe | Titus Obaje | 20 KVA | ACDG | Outdoor | On Air | P1 | INT-Secondary | INT | 10.4424 | 7.48 | Auto | No | Yes | HUB | Yes | 36 | Conventional | PC | ACDG - Li-Ion Hybrid
T1789 | IHS_KAD_0970A | T1789 | KAD-Z3 | Kaduna Mando | B3143 | Gangera Street, Off Kawo-Rafin Goza road, Kawo, Kaduna state | KAD-T5 | Abuja | Kaduna | Olasunkanmi Taofeek Salaudeen | Timothy Babalola | Emmanuel Okoyomon | Eudurance Ogbuigwe | Militus Innocent | Ian Akwe | Titus Obaje | 20 KVA | ACDG | Outdoor | On Air | P1 | INT-Secondary | INT | 10.5789 | 7.45 | Auto | No | Yes | HUB | Yes | 36 | Conventional | PC | ACDG - Li-Ion Hybrid
T5798 | IHS_KAD_0971A | T5798 | KAD-Z4 | Zaria 2 |  | Lowcost Police Station, Zaria, Kaduna | KAD-T6 | Abuja | Kaduna | Manisir Musa | Abraham Okpe | Emmanuel Okoyomon | Eudurance Ogbuigwe | Abdulmajid Suleiman | Ian Akwe | Titus Obaje | 20 KVA | ACDG | Outdoor | On Air | P3 | INT-Secondary | INT | 11.0439 | 7.6889 | Auto | No | Yes | BTS | Yes | 36 | Conventional | PC | ACDG - Li-Ion Hybrid
T5796 | IHS_KAD_0972A | T5796 | KAD-Z4 | Zaria 2 | A658 | Angwan Juma, Zaria, Kaduna | KAD-T6 | Abuja | Kaduna | Manisir Musa | Abraham Okpe | Emmanuel Okoyomon | Eudurance Ogbuigwe | Abdulmajid Suleiman | Ian Akwe | Titus Obaje | 12 KW | DCDG | Outdoor | On Air | P2 | INT-Secondary | INT | 11.0607 | 7.6954 | Manual | No | No | BTS | Yes | 36 | Non-Conventional | Generator Only | DCDG - Deep Cycle
T5764 | IHS_KAD_0975A | T5764 | KAD-Z1 | Abuja Express |  | Along Kaduna-Abuja Expressway, Kaduna State | KAD-T1 | Abuja | Kaduna | Ochefiji John | Timothy Babalola | Emmanuel Okoyomon | Eudurance Ogbuigwe | Lawal Usman | Ian Akwe | Titus Obaje | 20 KVA | ACDG | Outdoor | On Air | P2 | INT-Secondary | INT | 10.3081 | 7.3781 | Auto | No | Yes | BTS | Yes [No comms] | 36 | Conventional | PC | ACDG - Li-Ion Hybrid
T5766 | IHS_KAD_0976A | B6417 | KAD-Z4 | Zaria 2 | B3143 | Back of Emir Palace, Zaria, Kaduna | KAD-T6 | Abuja | Kaduna | Manisir Musa | Abraham Okpe | Emmanuel Okoyomon | Eudurance Ogbuigwe | Abdulmajid Suleiman | Ian Akwe | Titus Obaje | 15 KVA | ACDG | Outdoor | On Air | P1 | INT-Secondary | INT | 11.0619 | 7.7111 | Manual | No | No | HUB | Yes | 36 | Non-Conventional | Generator Only | DCDG - Deep Cycle
KD5909 | IHS_KAD_0980A | KD5909 | KAD-Z2 | Kaduna Metro |  | NO 1 AK BELLO CLOSE KABALA COSTAIN. | KAD-T4 | Abuja | Kaduna | Onyeka Uduma Alaka | Michael Tochukwu Ajah | Emmanuel Okoyomon | Eudurance Ogbuigwe | Segun Samuel Ademuwagun | Ian Akwe | Titus Obaje | 20 KVA | ACDG | Outdoor | On Air | P4 | INT-Secondary | INT | 10.495 | 7.4419 | Auto | No | Yes | BTS | Yes | 36 | Conventional | Solar + PC | ACDG - Solar+Li-Ion Hybrid
T5799 | IHS_KAD_0982A | T5799 | KAD-Z4 | Zaria 2 |  | Layin Sarki, Dandami, off Kaduna-Zaria Express way, Birnin Yero, Igabi LGA, Kaduna State. | KAD-T6 | Abuja | Kaduna | Manisir Musa | Abraham Okpe | Emmanuel Okoyomon | Eudurance Ogbuigwe | Abdulmajid Suleiman | Ian Akwe | Titus Obaje | 20 KVA | ACDG | Outdoor | On Air | P4 | INT-Secondary | INT | 10.785 | 7.5289 | Auto | No | Yes | BTS | Yes | 36 | Conventional | Solar + PC | ACDG - Solar+Li-Ion Hybrid
KD5918 | IHS_KAD_0986A | KD5918 | KAD-Z3 | Kaduna Mando | B3143 | BESIDE RAFIU GUZA HOSPITAL ROAD.KADUNA NORTH. | KAD-T5 | Abuja | Kaduna | Olasunkanmi Taofeek Salaudeen | Timothy Babalola | Emmanuel Okoyomon | Eudurance Ogbuigwe | Militus Innocent | Ian Akwe | Titus Obaje | 15 KVA | ACDG | Outdoor | On Air | P3 | INT-Secondary | INT | 10.585 | 7.4731 | Manual | No | No | HUB | Yes | 36 | Conventional | Generator Only | ACDG - Conventional
KD0017 | IHS_KAD_0987A | KD0017 | KAD-Z2 | Kaduna Metro | A658 | MARYAN STREET OFF UNGWAN DOSA ROAD.KADUNA. | KAD-T4 | Abuja | Kaduna | Onyeka Uduma Alaka | Michael Tochukwu Ajah | Emmanuel Okoyomon | Eudurance Ogbuigwe | Militus Innocent | Ian Akwe | Titus Obaje | 20 KVA | ACDG | Outdoor | On Air | P1 | INT-Secondary | INT | 10.57 | 7.4611 | Auto | No | Yes | BTS | Yes | 36 | Conventional | Solar + PC | ACDG - Solar+Li-Ion Hybrid
T5763 | IHS_KAD_0989A | T5763 | KAD-Z1 | Abuja Express | B3143 | Magilisa Street, Unguwan Yelwa, Kaduna South, Kaduna state | KAD-T1 | Abuja | Kaduna | Ochefiji John | Timothy Babalola | Emmanuel Okoyomon | Eudurance Ogbuigwe | Lawal Usman | Ian Akwe | Titus Obaje | 20 KVA | ACDG | Outdoor | On Air | P1 | INT-Secondary | INT | 10.445 | 7.4339 | Auto | Yes | Yes | HUB | Yes | 36 | Conventional | Grid + Solar + PC | ACDG - Grid+Solar+Li-Ion Hybrid
T5758 | IHS_KAD_0990A | T5758 | KAD-Z4 | Zaria 1 | B3143 | Area G Shika Road, Zaria, Kaduna | KAD-T7 | Abuja | Kaduna | Jimoh Abdulraheem | Abraham Okpe | Emmanuel Okoyomon | Eudurance Ogbuigwe | Abdulmajid Suleiman | Ian Akwe | Titus Obaje | 20 KVA | ACDG | Outdoor | On Air | P1 | INT-Secondary | INT | 11.1711 | 7.6261 | Auto | No | Yes | HUB | Yes | 36 | Conventional | Solar + PC | ACDG - Solar+Li-Ion Hybrid
KD0010 | IHS_KAD_0991A | KD0010 | KAD-Z3 | Kaduna Mando | B3143 | - | KAD-T5 | Abuja | Kaduna | Olasunkanmi Taofeek Salaudeen | Timothy Babalola | Emmanuel Okoyomon | Eudurance Ogbuigwe | Militus Innocent | Ian Akwe | Titus Obaje | 15 KVA | ACDG | Outdoor | On Air | P1 | INT-Secondary | INT | 10.5869 | 7.4611 | Auto | No | Yes | HUB | Yes | 36 | Conventional | Solar + PC | ACDG - Solar+Li-Ion Hybrid
KD0020 | IHS_KAD_0992A | KD0020 | KAD-Z3 | Kaduna Mando |  | NO 18 ALLEY CRSCENT OFF MANDO ROAD AFAKA VILLAGE.IGABI.KADUNA. | KAD-T5 | Abuja | Kaduna | Olasunkanmi Taofeek Salaudeen | Timothy Babalola | Emmanuel Okoyomon | Eudurance Ogbuigwe | Theophilus Ayuba Audu | Ian Akwe | Titus Obaje | 15 KVA | ACDG | Outdoor | On Air | P1 | INT-Secondary | INT | 10.58 | 7.405 | Auto | Yes | Yes | BTS | Yes | 36 | Conventional | Grid + PC | ACDG - Grid+Li-Ion Hybrid
KD0019 | IHS_KAD_0993A | KD0019 | KAD-Z1 | Abuja Express | B3143 | Unguwar Bijey, Romi, Kaduna South, Kaduna state | KAD-T1 | Abuja | Kaduna | Ochefiji John | Timothy Babalola | Emmanuel Okoyomon | Eudurance Ogbuigwe | Lawal Usman | Ian Akwe | Titus Obaje | 20 KVA | ACDG | Outdoor | On Air | P1 | INT-Secondary | INT | 10.4169 | 7.3961 | Auto | Yes | Yes | HUB | Yes | 36 | Conventional | Grid + PC | ACDG - Grid+Li-Ion Hybrid
KD0004 | IHS_KAD_0994A | KD0004 | PLA-Z3 | KAF |  | Madakiya, Jema'A, Kankada Town | PLA-T7 | Abuja | Kaduna | David Effiong | Anifowose Joel | Vincent Ameh | Idegwu Victoria Elofu | Talba Stephen Diyong | Ian Akwe | Titus Obaje | 20 KVA | ACDG | Outdoor | On Air | P4 | INT-Secondary | INT | 9.6789 | 8.3211 | Auto | No | Yes | BTS | Yes | 55 | Conventional | Solar + PC | ACDG - Solar+Li-Ion Hybrid
KD0028 | IHS_KAD_0995A | KD0028 | KAD-Z4 | Zaria 1 | B3143 | Beride Nigeria Police, MTD Zaria, Kaduna | KAD-T7 | Abuja | Kaduna | Jimoh Abdulraheem | Abraham Okpe | Emmanuel Okoyomon | Eudurance Ogbuigwe | Abdulmajid Suleiman | Ian Akwe | Titus Obaje | 20 KVA | ACDG | Outdoor | On Air | P3 | INT-Secondary | INT | 11.1231 | 7.7169 | Auto | No | Yes | HUB | Yes | 36 | Conventional | Solar + PC | ACDG - Solar+Li-Ion Hybrid
KD0029 | IHS_KAD_0996A | KD0029 | KAD-Z4 | Zaria 1 | B3143 | New Layout, Dogarawa, Zaria Kaduna | KAD-T7 | Abuja | Kaduna | Jimoh Abdulraheem | Abraham Okpe | Emmanuel Okoyomon | Eudurance Ogbuigwe | Abdulmajid Suleiman | Ian Akwe | Titus Obaje | 27 KVA | ACDG | Outdoor | On Air | P1 | INT-Secondary | INT | 11.1361 | 7.7261 | Auto | No | Yes | HUB | Yes | 36 | Conventional | PC | ACDG - Li-Ion Hybrid
T1220 | IHS_KAD_0997A | T1220 | KAD-Z2 | Kaduna Metro |  | Beside Sultan Memorial College, by Sign Post Junction, Angwan Dutse, Kaduna state | KAD-T4 | Abuja | Kaduna | Onyeka Uduma Alaka | Michael Tochukwu Ajah | Emmanuel Okoyomon | Eudurance Ogbuigwe | Militus Innocent | Ian Akwe | Titus Obaje | 20 KVA | ACDG | Outdoor | On Air | P1 | INT-Secondary | INT | 10.5669 | 7.4511 | Manual | No | Yes | HUB | Yes | 36 | Conventional | Generator Only | ACDG - Conventional
KD0022 | IHS_KAD_0998A | KD0022 | KAD-Z4 | Zaria 1 | B3143 | Government Commercial School, Sabon Gari, Zaria, Kaduna | KAD-T7 | Abuja | Kaduna | Jimoh Abdulraheem | Abraham Okpe | Emmanuel Okoyomon | Eudurance Ogbuigwe | Abdulmajid Suleiman | Ian Akwe | Titus Obaje | 20 KVA | ACDG | Outdoor | On Air | P1 | INT-Secondary | INT | 11.1289 | 7.7369 | Auto | No | Yes | HUB | Yes | 36 | Conventional | Solar + PC | ACDG - Solar+Li-Ion Hybrid
KD0021 | IHS_KAD_0999A | KD0021 | KAD-Z2 | Kaduna Metro | B3143 | HALIRU DANTORO ROAD UNGWANRIMI.KADUNA. | KAD-T4 | Abuja | Kaduna | Onyeka Uduma Alaka | Michael Tochukwu Ajah | Emmanuel Okoyomon | Eudurance Ogbuigwe | Militus Innocent | Ian Akwe | Titus Obaje | 20 KVA | ACDG | Outdoor | On Air | P2 | INT-Secondary | INT | 10.5448 | 7.4723 | Auto | Yes | Yes | BTS | Yes | 36 | Conventional | Grid | ACDG - Grid (with BUB)
T1867 | IHS_KAD_1000A | T1867 | KAD-Z3 | Panbegua |  | Opposite Derika Mosque, Kubau, Kaduna | KAD-T8 | Abuja | Kaduna | Owolabi Segun | Abubakar Muhammad | Emmanuel Okoyomon | Eudurance Ogbuigwe | Segun Olatubosun | Ian Akwe | Titus Obaje | 20 KVA | ACDG | Outdoor | On Air | P2 | INT-Secondary | INT | 10.8019 | 8.1631 | Auto | No | Yes | Terminal | Yes | 55 | Conventional | Solar + PC | ACDG - Solar+Li-Ion Hybrid
KD0027 | IHS_KAD_1003A | KD0027 | KAD-Z3 | Kaduna Mando |  | Traveler Mosque, Dankede, Kaduna-Zaria expressway Toll Gate, Igabi LGA, Kaduna state | KAD-T5 | Abuja | Kaduna | Olasunkanmi Taofeek Salaudeen | Timothy Babalola | Emmanuel Okoyomon | Eudurance Ogbuigwe | Militus Innocent | Ian Akwe | Titus Obaje | 20 KVA | ACDG | Outdoor | On Air | P4 | INT-Secondary | INT | 10.665 | 7.4819 | Auto | No | Yes | BTS | Yes | 36 | Conventional | PC | ACDG - Li-Ion Hybrid
KD0032 | IHS_KAD_1004A | KD0032 | KAD-Z1 | Kaduna Bypass | B3143 & A658 | No 5 Zaria Rd, Off Dan Galadimawa Rd, Hayin Dan Mani, kaduna South, Kaduna state | KAD-T3 | Abuja | Kaduna | Abraham Danlanmi | Abubakar Muhammad | Emmanuel Okoyomon | Eudurance Ogbuigwe | Segun Samuel Ademuwagun | Ian Akwe | Titus Obaje | 20 KVA | ACDG | Outdoor | On Air | P1 | INT-Secondary | INT | 10.5411 | 7.4019 | Auto | Yes | Yes | NFE | Yes | 36 | Conventional | Grid + PC | ACDG - Grid+Li-Ion Hybrid
KD0024 | IHS_KAD_1005A | KD0024 | KAD-Z2 | Kaduna Sabo |  | 4, Danwaire Street, off Aliyu Makama Road, Barnawa, Kaduna | KAD-T2 | Abuja | Kaduna | Temitope Ogunbiyi | Michael Tochukwu Ajah | Emmanuel Okoyomon | Eudurance Ogbuigwe | Segun Samuel Ademuwagun | Ian Akwe | Titus Obaje | 27 KVA | ACDG | Outdoor | On Air | P1 | INT-Secondary | INT | 10.4881 | 7.4289 | Auto | Yes | Yes | HUB | Yes | 36 | Conventional | Grid + PC | ACDG - Grid+Li-Ion Hybrid
KD0055 | IHS_KAD_1006A | KD0055 | PLA-Z3 | KAF | B600 | Sidawa Plot, Kwoi-Jagindi road, Jaba LGA, Kaduna state | PLA-T7 | Abuja | Kaduna | David Effiong | Anifowose Joel | Vincent Ameh | Idegwu Victoria Elofu | Talba Stephen Diyong | Ian Akwe | Titus Obaje | 15 KVA | ACDG | Indoor | On Air | P1 | INT-Secondary | INT | 9.375 | 8.0169 | Manual | No | No | HUB | Yes | 70 | Conventional | Generator Only | ACDG - Conventional
KD0005 | IHS_KAD_1007A | KD0005 | PLA-Z3 | KAF | B600 | Beside Jagindi Roudabout, Nungu Town, Jama'a LGA, Kaduna state | PLA-T7 | Abuja | Kaduna | David Effiong | Anifowose Joel | Vincent Ameh | Idegwu Victoria Elofu | Talba Stephen Diyong | Ian Akwe | Titus Obaje | 27 KVA | ACDG | Indoor | On Air | P1 | INT-Secondary | INT | 9.3511 | 8.2369 | Manual | No | No | HUB | Yes [No comms] | 70 | Conventional | Generator Only | ACDG - Conventional
KD0002 | IHS_KAD_1011A | KD0002 | KAD-Z3 | Panbegua |  | Tsohon Gida, Road, Kauru, Kaduna state | KAD-T8 | Abuja | Kaduna | Owolabi Segun | Abubakar Muhammad | Emmanuel Okoyomon | Eudurance Ogbuigwe | Segun Olatubosun | Ian Akwe | Titus Obaje | 20 KVA | ACDG | Outdoor | On Air | P3 | INT-Secondary | INT | 10.5733 | 8.1515 | Auto | No | Yes | HUB | Yes | 70 | Conventional | Solar + PC | ACDG - Solar+Li-Ion Hybrid
KD0013 | IHS_KAD_1012A | KD0013 | KAD-Z2 | Kaduna Metro |  | NF 10b, Maiduguri road, Kaduna. | KAD-T4 | Abuja | Kaduna | Onyeka Uduma Alaka | Michael Tochukwu Ajah | Emmanuel Okoyomon | Eudurance Ogbuigwe | Segun Samuel Ademuwagun | Ian Akwe | Titus Obaje | 27 KVA | ACDG | Outdoor | On Air | P1 | INT-Secondary | INT | 10.5081 | 7.4331 | Auto | Yes | Yes | BTS | Yes | 36 | Conventional | Grid + Solar + PC | ACDG - Grid+Solar+Li-Ion Hybrid
T1802 | IHS_KAD_1013A | T1802 | KAD-Z4 | Zaria 1 |  | NITT Building, Zaria Institued of Transportation | KAD-T7 | Abuja | Kaduna | Jimoh Abdulraheem | Abraham Okpe | Emmanuel Okoyomon | Eudurance Ogbuigwe | Abdulmajid Suleiman | Ian Akwe | Titus Obaje | 20 KVA | ACDG | Outdoor | On Air | P4 | INT-Secondary | INT | 11.1461 | 7.6831 | Auto | No | Yes | BTS | Yes | 20 | Conventional | PC | ACDG - Li-Ion Hybrid
KD0040 | IHS_KAD_1014A | KD0040 | KAD-Z1 | Kaduna Bypass |  | No 30, Waziri Street, Fili Waya, Off Rigaza Rd, Rigasa, Igabi, Kaduna | KAD-T3 | Abuja | Kaduna | Abraham Danlanmi | Abubakar Muhammad | Emmanuel Okoyomon | Eudurance Ogbuigwe | Theophilus Ayuba Audu | Ian Akwe | Titus Obaje | 20 KVA | ACDG | Outdoor | On Air | P2 | INT-Secondary | INT | 10.534 | 7.2269 | Auto | Yes | Yes | BTS | Yes | 36 | Conventional | Grid + PC | ACDG - Grid+Li-Ion Hybrid
KD5911 | IHS_KAD_1015A | KD5911 | KAD-Z1 | Kaduna Bypass | B3143 | KARGI ROAD PRIMARY SCHOOL,TUNDUN WADA.KADUNA SOUTH.KADUNA STATE | KAD-T3 | Abuja | Kaduna | Abraham Danlanmi | Abubakar Muhammad | Emmanuel Okoyomon | Eudurance Ogbuigwe | Theophilus Ayuba Audu | Ian Akwe | Titus Obaje | 20 KVA | ACDG | Outdoor | On Air | P2 | INT-Secondary | INT | 10.5081 | 7.4031 | Auto | No | Yes | BTS | Yes | 15 | Conventional | Solar + PC | ACDG - Solar+Li-Ion Hybrid
KD0050 | IHS_KAD_1016A | KD0050 | KAD-Z2 | Kaduna Sabo |  | Immaculate Conception Catholic Church, Sabo, Chikun LGA, Kaduna state | KAD-T2 | Abuja | Kaduna | Temitope Ogunbiyi | Michael Tochukwu Ajah | Emmanuel Okoyomon | Eudurance Ogbuigwe | Lawal Usman | Ian Akwe | Titus Obaje | 15 KVA | ACDG | Outdoor | On Air | P1 | INT-Secondary | INT | 10.4431 | 7.465 | Auto | No | Yes | HUB | Yes | 36 | Conventional | Solar + PC | ACDG - Solar+Li-Ion Hybrid
KD0051 | IHS_KAD_1017A | KD0051 | KAD-Z1 | Kaduna Bypass | B3143 | NO 25 APOSTOLIC LINE OFF KUDENDA RD KUDENDA.KADUNA. | KAD-T3 | Abuja | Kaduna | Abraham Danlanmi | Abubakar Muhammad | Emmanuel Okoyomon | Eudurance Ogbuigwe | Theophilus Ayuba Audu | Ian Akwe | Titus Obaje | 20 KVA | ACDG | Outdoor | On Air | P4 | INT-Secondary | INT | 10.4801 | 7.3726 | Manual | No | Yes | BTS | Yes | 36 | Conventional | Generator Only | ACDG - Conventional
T1972 | IHS_KAD_1018A | T1972 | KAD-Z2 | Kaduna Metro |  | 1 ABUBAKAR KIGO ROAD. | KAD-T4 | Abuja | Kaduna | Onyeka Uduma Alaka | Michael Tochukwu Ajah | Emmanuel Okoyomon | Eudurance Ogbuigwe | Segun Samuel Ademuwagun | Ian Akwe | Titus Obaje | 20 KVA | ACDG | Outdoor | On Air | P2 | INT-Secondary | INT | 10.5038 | 7.4311 | Manual | No | No | Terminal | Yes | 35 | Conventional | Generator Only | ACDG - Conventional
KD0007 | IHS_KAD_1019A | KD0007 | KAD-Z2 | Kaduna Sabo |  | Kasuwan Magani, Off Kajuru-Kachia road, Kajuru LGA, Kaduna state | KAD-T2 | Abuja | Kaduna | Temitope Ogunbiyi | Michael Tochukwu Ajah | Emmanuel Okoyomon | Eudurance Ogbuigwe | Lawal Usman | Ian Akwe | Titus Obaje | 20 KVA | ACDG | Outdoor | On Air | P3 | INT-Secondary | INT | 10.4011 | 7.7126 | Auto | No | Yes | HUB | Yes | 55 | Conventional | Solar + PC | ACDG - Solar+Li-Ion Hybrid
KD0039 | IHS_KAD_1020A | KD0039 | KAD-Z3 | Kaduna Mando |  | MDS LOGISTICS COMPANY,PLOT 1 NNAMDI AZIKWE EXPRESSWAY KANO.KADUNA. | KAD-T5 | Abuja | Kaduna | Olasunkanmi Taofeek Salaudeen | Timothy Babalola | Emmanuel Okoyomon | Eudurance Ogbuigwe | Theophilus Ayuba Audu | Ian Akwe | Titus Obaje | 20 KVA | ACDG | Outdoor | On Air | P4 | INT-Secondary | INT | 10.5836 | 7.4322 | Auto | Yes | Yes | BTS | Yes | 18 | Conventional | Grid + Solar + PC | ACDG - Grid+Solar+Li-Ion Hybrid
KD0054 | IHS_KAD_1021A | KD0054 | KAD-Z3 | Kaduna Mando | B3143 | PLOT 600 AIRPORT RD OFF LAGOS BIGWARI EXPRESSWAY.IGABI.KADUNA. | KAD-T5 | Abuja | Kaduna | Olasunkanmi Taofeek Salaudeen | Timothy Babalola | Emmanuel Okoyomon | Eudurance Ogbuigwe | Theophilus Ayuba Audu | Ian Akwe | Titus Obaje | 20 KVA | ACDG | Outdoor | On Air | P1 | INT-Secondary | INT | 10.6479 | 7.3471 | Auto | No | Yes | HUB | Yes | 54 | Conventional | PC | ACDG - Li-Ion Hybrid
KD0057 | IHS_KAD_1023A | KD0057 | PLA-Z3 | KAF | B3143 | Along Fadan Karshi-Agameti Road, Mayir Town, Sanga LGA, Kaduna state | PLA-T7 | Abuja | Kaduna | David Effiong | Anifowose Joel | Vincent Ameh | Idegwu Victoria Elofu | Talba Stephen Diyong | Ian Akwe | Titus Obaje | 20 KVA | ACDG | Outdoor | On Air | P1 | INT-Secondary | INT | 9.255 | 8.5959 | Auto | No | Yes | HUB | Yes | 70 | Conventional | Solar + PC | ACDG - Solar+Li-Ion Hybrid
KD0053 | IHS_KAD_1025A | KD0053 | KAD-Z1 | Kaduna Bypass | B3143 | No 1, Saba Cloe, Off Muritala Mohammad way, Kabala West, Kaduna State | KAD-T3 | Abuja | Kaduna | Abraham Danlanmi | Abubakar Muhammad | Emmanuel Okoyomon | Eudurance Ogbuigwe | Theophilus Ayuba Audu | Ian Akwe | Titus Obaje | 20 KVA | ACDG | Outdoor | On Air | P1 | INT-Secondary | INT | 10.5064 | 7.3931 | Auto | No | Yes | HUB | Yes | 36 | Conventional | Solar + PC | ACDG - Solar+Li-Ion Hybrid
KD0124 | IHS_KAD_1027A | KD0124 | KAD-Z4 | Zaria 2 | A658 | School Of Nursing Wusasa, Kuregu Wusasa, Zaria | KAD-T6 | Abuja | Kaduna | Manisir Musa | Abraham Okpe | Emmanuel Okoyomon | Eudurance Ogbuigwe | Abdulmajid Suleiman | Ian Akwe | Titus Obaje | 20 KVA | ACDG | Outdoor | On Air | P2 | INT-Secondary | INT | 11.0726 | 7.6724 | Auto | Yes | Yes | BTS | Yes [No comms] | 36 | Conventional | Grid + PC | ACDG - Grid+Li-Ion Hybrid
KD0041 | IHS_KAD_1028A | KD0041 | KAD-Z4 | Zaria 1 | B600 | Beside LEA Sakaru, Along Zaria-Jos Rd, Sakaru Village | KAD-T7 | Abuja | Kaduna | Jimoh Abdulraheem | Abraham Okpe | Emmanuel Okoyomon | Eudurance Ogbuigwe | Segun Olatubosun | Ian Akwe | Titus Obaje | 27 KVA | ACDG | Indoor | On Air | P1 | INT-Secondary | INT | 11.063 | 7.8198 | Manual | No | No | HUB | Yes | 54 | Conventional | Generator Only | ACDG - Conventional
KD0100 | IHS_KAD_1029A | KD0100 | KAD-Z1 | Kaduna Bypass |  | No 7, Galadimawa Street, Off Abuja road, Off Rigasa road, Igabi, Kaduna state | KAD-T3 | Abuja | Kaduna | Abraham Danlanmi | Abubakar Muhammad | Emmanuel Okoyomon | Eudurance Ogbuigwe | Theophilus Ayuba Audu | Ian Akwe | Titus Obaje | 15 KVA | ACDG | Outdoor | On Air | P4 | INT-Secondary | INT | 10.5309 | 7.3969 | Auto | Yes | Yes | BTS | Yes | 35 | Conventional | Grid + PC | ACDG - Grid+Li-Ion Hybrid
KD0105 | IHS_KAD_1030A | KD0105 | KAD-Z4 | Zaria 1 | B3143 | Makera Hayin, Dogo Samaru, Zaria, Kaduna | KAD-T7 | Abuja | Kaduna | Jimoh Abdulraheem | Abraham Okpe | Emmanuel Okoyomon | Eudurance Ogbuigwe | Abdulmajid Suleiman | Ian Akwe | Titus Obaje | 15 KVA | ACDG | Outdoor | On Air | P1 | INT-Secondary | INT | 11.1624 | 7.6619 | Manual | No | No | HUB | Yes | 36 | Conventional | Generator Only | ACDG - Conventional
KD0085 | IHS_KAD_1031A | KD0085 | KAD-Z1 | Kaduna Bypass |  | No 20, Najahi Road, Off MB Aliyu rd, Hayin Malla Bello, Igabi, Kaduna state | KAD-T3 | Abuja | Kaduna | Abraham Danlanmi | Abubakar Muhammad | Emmanuel Okoyomon | Eudurance Ogbuigwe | Theophilus Ayuba Audu | Ian Akwe | Titus Obaje | 20 KVA | ACDG | Outdoor | On Air | P2 | INT-Secondary | INT | 10.5106 | 7.3862 | Auto | Yes | Yes | Terminal | Yes | 36 | Conventional | Grid + PC | ACDG - Grid+Li-Ion Hybrid
KD0114 | IHS_KAD_1032A | KD0114 | KAD-Z1 | Kaduna Bypass | B3143 | No 25, Sonas Rd, off Muritala Mohammad Rd, Nariya Kabala, Kaduna State | KAD-T3 | Abuja | Kaduna | Abraham Danlanmi | Abubakar Muhammad | Emmanuel Okoyomon | Eudurance Ogbuigwe | Theophilus Ayuba Audu | Ian Akwe | Titus Obaje | 20 KVA | ACDG | Outdoor | On Air | P2 | INT-Secondary | INT | 10.5004 | 7.3743 | Auto | No | Yes | BTS | Yes | 36 | Conventional | PC | ACDG - Li-Ion Hybrid
KD0059 | IHS_KAD_1033A | KD0059 | KAD-Z1 | Abuja Express |  | Hayin Tudun Wada, Gora Gora, Kaduna South, Kaduna state | KAD-T1 | Abuja | Kaduna | Ochefiji John | Timothy Babalola | Emmanuel Okoyomon | Eudurance Ogbuigwe | Lawal Usman | Ian Akwe | Titus Obaje | 27 KVA | ACDG | Outdoor | On Air | P2 | INT-Secondary | INT | 10.4294 | 7.3841 | Auto | No | Yes | Terminal | Yes | 36 | Conventional | PC | ACDG - Li-Ion Hybrid
KD0129 | IHS_KAD_1034A | KD0129 | KAD-Z3 | Kaduna Mando |  | NO 1 LIMAURD OFF EYE CENTER ROAD,MAIHUTA,KADUNA. | KAD-T5 | Abuja | Kaduna | Olasunkanmi Taofeek Salaudeen | Timothy Babalola | Emmanuel Okoyomon | Eudurance Ogbuigwe | Theophilus Ayuba Audu | Ian Akwe | Titus Obaje | 20 KVA | ACDG | Outdoor | On Air | P2 | INT-Secondary | INT | 10.5676 | 7.4014 | Auto | No | Yes | Terminal | Yes | 35 | Conventional | PC | ACDG - Li-Ion Hybrid
KD0121 | IHS_KAD_1036A | KD0121 | PLA-Z1 | Saminaka |  | Behind Saminaka Central Mosque, Saminaka Lere LGA, Kaduna state | PLA-T1 | Abuja | Kaduna | Bamidele Oyewole | Shotunde Musbau | Vincent Ameh | Idegwu Victoria Elofu | Talba Stephen Diyong | Ian Akwe | Titus Obaje | 20 KVA | ACDG | Outdoor | On Air | P3 | INT-Secondary | INT | 10.4188 | 8.6844 | Auto | No | Yes | BTS | Yes [No comms] | 35 | Conventional | PC | ACDG - Li-Ion Hybrid
KD0110 | IHS_KAD_1038A | KD0110 | KAD-Z4 | Zaria 1 | B3143 | Kasuwan Giwa, Zaria Rd, Kaduna | KAD-T7 | Abuja | Kaduna | Jimoh Abdulraheem | Abraham Okpe | Emmanuel Okoyomon | Eudurance Ogbuigwe | Abdulmajid Suleiman | Ian Akwe | Titus Obaje | 15 KVA | ACDG | Outdoor | On Air | P3 | INT-Secondary | INT | 11.258 | 7.461 | Auto | No | Yes | NFE | Yes | 35 | Conventional | PC | ACDG - Li-Ion Hybrid
KD0094 | IHS_KAD_1039A | KD0094 | KAD-Z4 | Zaria 1 | B3143 | Queen Amina Hostel, Ahmadu Bello Unviversity, Zaria, Kaduna | KAD-T7 | Abuja | Kaduna | Jimoh Abdulraheem | Abraham Okpe | Emmanuel Okoyomon | Eudurance Ogbuigwe | Abdulmajid Suleiman | Ian Akwe | Titus Obaje | 20 KVA | ACDG | Outdoor | On Air | P1 | INT-Secondary | INT | 11.1544 | 7.6561 | Auto | No | Yes | HUB | Yes | 54 | Conventional | Solar + PC | ACDG - Solar+Li-Ion Hybrid
KD0119 | IHS_KAD_1040A | KD0119 | PLA-Z3 | KAF |  | Bauchi Street, Kafachan New Layout, Jama'ah LGA, Kaduna state | PLA-T7 | Abuja | Kaduna | David Effiong | Anifowose Joel | Vincent Ameh | Idegwu Victoria Elofu | Talba Stephen Diyong | Ian Akwe | Titus Obaje | 20 KVA | ACDG | Outdoor | On Air | P1 | INT-Secondary | INT | 9.5875 | 8.2914 | Auto | No | Yes | Backbone | Yes | 54 | Conventional | Solar + PC | ACDG - Solar+Li-Ion Hybrid
KD0111 | IHS_KAD_1041A | KD0111 | KAD-Z4 | Zaria 1 | B3143 | Dongo Bauchi Quarters, Sabo, Zaria, Kaduna | KAD-T7 | Abuja | Kaduna | Jimoh Abdulraheem | Abraham Okpe | Emmanuel Okoyomon | Eudurance Ogbuigwe | Abdulmajid Suleiman | Ian Akwe | Titus Obaje | 20 KVA | ACDG | Outdoor | On Air | P3 | INT-Secondary | INT | 11.1041 | 7.7276 | Auto | No | Yes | BTS | Yes | 36 | Conventional | PC | ACDG - Li-Ion Hybrid
KD0138 | IHS_KAD_1043A | KD0138 | KAD-Z2 | Kaduna Sabo |  | Kujama Street, Bayan Dutse | KAD-T2 | Abuja | Kaduna | Temitope Ogunbiyi | Michael Tochukwu Ajah | Emmanuel Okoyomon | Eudurance Ogbuigwe | Segun Samuel Ademuwagun | Ian Akwe | Titus Obaje | 15 KVA | ACDG | Outdoor | On Air | P4 | INT-Secondary | INT | 10.4734 | 7.4607 | Auto | No | Yes | BTS | Yes | 35 | Conventional | Generator Only | ACDG - Conventional
KD0170 | IHS_KAD_1044A | KD0170 | Off Air | Off Air | Off Air | Off Air | Off Air | Off Air | Off Air | Off Air | Off Air | Off Air | Eudurance Ogbuigwe | Theophilus Ayuba Audu | Ian Akwe | Titus Obaje | 15 KVA | ACDG | Off Air | Off Air | P1 | INT-Secondary | INT | Off Air | Off Air | Off Air | No | No | BTS | Off Air | 35 | Off Air | Off Air | Off Air
KD6110 | IHS_KAD_1045A | KD6110 | KAD-Z4 | Zaria 1 |  | Bayan Gidan Iya, Sabon Gari, Zaria, Kaduna | KAD-T7 | Abuja | Kaduna | Jimoh Abdulraheem | Abraham Okpe | Emmanuel Okoyomon | Eudurance Ogbuigwe | Abdulmajid Suleiman | Ian Akwe | Titus Obaje | 20 KVA | ACDG | Outdoor | On Air | P3 | INT-Secondary | INT | 11.1111 | 7.7271 | Auto | No | Yes | BTS | Yes | 36 | Conventional | PC | ACDG - Li-Ion Hybrid
KD0141 | IHS_KAD_1046A | KD0141 | KAD-Z3 | Kaduna Mando |  | NO 10 HUSSAIN MAI ENGINE STREET OFF MANDO RD OFF LAGOS-B/GWARI EXPRESSWAY.IGABI.KADUNA. | KAD-T5 | Abuja | Kaduna | Olasunkanmi Taofeek Salaudeen | Timothy Babalola | Emmanuel Okoyomon | Eudurance Ogbuigwe | Theophilus Ayuba Audu | Ian Akwe | Titus Obaje | 20 KVA | ACDG | Outdoor | On Air | P4 | INT-Secondary | INT | 10.5889 | 7.4049 | Auto | No | Yes | BTS | Yes | 36 | Conventional | PC | ACDG - Li-Ion Hybrid
KD6325 | IHS_KAD_1047A | KD6325 | KAD-Z4 | Zaria 1 | A658 | F.C.E. Federal college of Education. Kekeyi, Zaria. Kaduna | KAD-T7 | Abuja | Kaduna | Jimoh Abdulraheem | Abraham Okpe | Emmanuel Okoyomon | Eudurance Ogbuigwe | Abdulmajid Suleiman | Ian Akwe | Titus Obaje | 20 KVA | ACDG | Outdoor | On Air | P4 | INT-Secondary | INT | 11.1145 | 7.7566 | Auto | No | Yes | BTS | Yes | 35 | Conventional | PC | ACDG - Li-Ion Hybrid
KD6326 | IHS_KAD_1048A | KD6326 | KAD-Z4 | Zaria 1 | B3143 | Mamara, Sabon Gari, Zaria, Kaduna | KAD-T7 | Abuja | Kaduna | Jimoh Abdulraheem | Abraham Okpe | Emmanuel Okoyomon | Eudurance Ogbuigwe | Abdulmajid Suleiman | Ian Akwe | Titus Obaje | 15 KVA | ACDG | Outdoor | On Air | P1 | INT-Secondary | INT | 11.1056 | 7.7417 | Auto | No | Yes | HUB | Yes | 35 | Conventional | PC | ACDG - Li-Ion Hybrid
KD6327 | IHS_KAD_1051A | KD6327 | KAD-Z4 | Zaria 1 |  | Government Secondary School, Jamaa Zango, Zaria, Kaduna | KAD-T7 | Abuja | Kaduna | Jimoh Abdulraheem | Abraham Okpe | Emmanuel Okoyomon | Eudurance Ogbuigwe | Abdulmajid Suleiman | Ian Akwe | Titus Obaje | 20 KVA | ACDG | Outdoor | On Air | P4 | INT-Secondary | INT | 11.1399 | 7.6844 | Auto | Yes | Yes | BTS | Yes | 22 | Conventional | Grid + PC | ACDG - Grid+Li-Ion Hybrid
KD6307 | IHS_KAD_1052A | KD6307 | KAD-Z2 | Kaduna Sabo |  | Before Faith Academy, Kujama Rd, Chikun LGA, Kadua state | KAD-T2 | Abuja | Kaduna | Temitope Ogunbiyi | Michael Tochukwu Ajah | Emmanuel Okoyomon | Eudurance Ogbuigwe | Lawal Usman | Ian Akwe | Titus Obaje | 20 KVA | ACDG | Outdoor | On Air | P4 | INT-Secondary | INT | 10.4373 | 7.5429 | Auto | No | Yes | BTS | Yes | 55 | Conventional | Grid + Solar + PC | ACDG - Grid+Solar+Li-Ion Hybrid
KD6318 | IHS_KAD_1053A | KD6318 | KAD-Z3 | Kaduna Mando |  | PTF ROAD OFF KAWO MANDO ROAD.AYABANIKI.KANO. | KAD-T5 | Abuja | Kaduna | Olasunkanmi Taofeek Salaudeen | Timothy Babalola | Emmanuel Okoyomon | Eudurance Ogbuigwe | Militus Innocent | Ian Akwe | Titus Obaje | 20 KVA | ACDG | Outdoor | On Air | P2 | INT-Secondary | INT | 10.5856 | 7.4435 | Auto | No | Yes | Terminal | Yes | 22 | Conventional | PC | ACDG - Li-Ion Hybrid
KD6200 | IHS_KAD_1054A | KD6200 | PLA-Z3 | KAF |  | Along Fadan Karshi-Agameti Road, Atili- Ayu Town, Sanga LGA, Kaduna state | PLA-T7 | Abuja | Kaduna | David Effiong | Anifowose Joel | Vincent Ameh | Idegwu Victoria Elofu | Talba Stephen Diyong | Ian Akwe | Titus Obaje | 15 KVA | ACDG | Outdoor | On Air | P1 | INT-Secondary | INT | 9.2092 | 8.5967 | Auto | No | Yes | HUB | Yes | 70 | Conventional | Solar + PC | ACDG - Solar+Li-Ion Hybrid
KD6352 | IHS_KAD_1055A | KD6352 | KAD-Z4 | Zaria 2 |  | Karau, off Biniguwari Rd, Zaria, Kaduna | KAD-T6 | Abuja | Kaduna | Manisir Musa | Abraham Okpe | Emmanuel Okoyomon | Eudurance Ogbuigwe | Abdulmajid Suleiman | Ian Akwe | Titus Obaje | 20 KVA | ACDG | Outdoor | On Air | P4 | INT-Secondary | INT | 11.0946 | 7.5036 | Auto | No | Yes | BTS | Yes | 55 | Conventional | Solar + PC | ACDG - Solar+Li-Ion Hybrid
KD6311 | IHS_KAD_1056A | KD6311 | KAD-Z3 | Kaduna Mando |  | BEHIND NATION PETROLEUM INSTITUTE.COMPLEX KADUNA. | KAD-T5 | Abuja | Kaduna | Olasunkanmi Taofeek Salaudeen | Timothy Babalola | Emmanuel Okoyomon | Eudurance Ogbuigwe | Militus Innocent | Ian Akwe | Titus Obaje | 15 KVA | ACDG | Outdoor | On Air | P2 | INT-Secondary | INT | 10.6042 | 7.4857 | Auto | Yes | Yes | BTS | No | 35 | Conventional | Grid + PC | ACDG - Grid+Li-Ion Hybrid
KD6336 | IHS_KAD_1057A | KD6336 | KAD-Z4 | Zaria 2 |  | Amaru Rd, Zaria, Kaduna | KAD-T6 | Abuja | Kaduna | Manisir Musa | Abraham Okpe | Emmanuel Okoyomon | Eudurance Ogbuigwe | Abdulmajid Suleiman | Ian Akwe | Titus Obaje | 15 KVA | ACDG | Outdoor | On Air | P4 | INT-Secondary | INT | 11.0504 | 7.7156 | Auto | No | Yes | BTS | Yes | 35 | Conventional | Grid + PC | ACDG - Grid+Li-Ion Hybrid
KD6332 | IHS_KAD_1058A | KD6332 | KAD-Z4 | Zaria 2 |  | Kofan Gayan, New Layout, Kaduna | KAD-T6 | Abuja | Kaduna | Manisir Musa | Abraham Okpe | Emmanuel Okoyomon | Eudurance Ogbuigwe | Abdulmajid Suleiman | Ian Akwe | Titus Obaje | 20 KVA | ACDG | Outdoor | On Air | P2 | INT-Secondary | INT | 11.0356 | 7.6995 | Auto | No | Yes | BTS | Yes | 35 | Conventional | PC | ACDG - Li-Ion Hybrid
KD6334 | IHS_KAD_1059A | KD6334 | KAD-Z4 | Zaria 2 |  | Off Mallam Mudi Street, Zaria , Kaduna | KAD-T6 | Abuja | Kaduna | Manisir Musa | Abraham Okpe | Emmanuel Okoyomon | Eudurance Ogbuigwe | Abdulmajid Suleiman | Ian Akwe | Titus Obaje | 20 KVA | ACDG | Outdoor | On Air | P1 | INT-Secondary | INT | 11.0642 | 7.6803 | Auto | No | Yes | Terminal | Yes | 35 | Conventional | PC | ACDG - Li-Ion Hybrid
KD6324 | IHS_KAD_1060A | KD6324 | KAD-Z1 | Abuja Express |  | Zaria By-Pass, Kaduna-Abuja Rd, Government Land, Goni Gora, Kaduna South, Kaduna state | KAD-T1 | Abuja | Kaduna | Ochefiji John | Timothy Babalola | Emmanuel Okoyomon | Eudurance Ogbuigwe | Lawal Usman | Ian Akwe | Titus Obaje | 20 KVA | ACDG | Outdoor | On Air | P1 | INT-Secondary | INT | 10.4423 | 7.3909 | Auto | No | Yes | Terminal | Yes | 35 | Conventional | PC | ACDG - Li-Ion Hybrid
KD6118 | IHS_KAD_1061A | KD6118 | KAD-Z2 | Kaduna Sabo |  | No 12, Bajju Street, Sabon Tasha, Kaduna state | KAD-T2 | Abuja | Kaduna | Temitope Ogunbiyi | Michael Tochukwu Ajah | Emmanuel Okoyomon | Eudurance Ogbuigwe | Segun Samuel Ademuwagun | Ian Akwe | Titus Obaje | 20 KVA | ACDG | Outdoor | On Air | P4 | INT-Secondary | INT | 10.4337 | 7.45 | Auto | No | Yes | BTS | Yes | 35 | Conventional | PC | ACDG - Li-Ion Hybrid
KD6123 | IHS_KAD_1062A | KD6123 | KAD-Z3 | Kaduna Mando |  | Along Dalma Sami Road, Off kaduna-Zaria road, Marabau, Jos, Kaduna state | KAD-T5 | Abuja | Kaduna | Olasunkanmi Taofeek Salaudeen | Timothy Babalola | Emmanuel Okoyomon | Eudurance Ogbuigwe | Militus Innocent | Ian Akwe | Titus Obaje | 20 KVA | ACDG | Outdoor | On Air | P4 | INT-Secondary | INT | 10.6974 | 7.5129 | Auto | Yes | Yes | BTS | Yes | 35 | Conventional | Grid + PC | ACDG - Grid+Li-Ion Hybrid
KD6359 | IHS_KAD_1063A | KD6359 | KAD-Z3 | Panbegua |  | Damau Village, Babinda-Damau road, Kubau LGA, Kaduna state | KAD-T8 | Abuja | Kaduna | Owolabi Segun | Abubakar Muhammad | Emmanuel Okoyomon | Eudurance Ogbuigwe | Segun Olatubosun | Ian Akwe | Titus Obaje | 20 KVA | ACDG | Outdoor | On Air | P2 | INT-Secondary | INT | 10.9 | 8.4331 | Auto | No | Yes | BTS | Yes | 55 | Conventional | Solar + PC | ACDG - Solar+Li-Ion Hybrid
KD6329 | IHS_KAD_1064A | KD6329 | KAD-Z4 | Zaria 1 |  | Zakari Salisu, Kabama, New Layout, Zaria , Kaduna | KAD-T7 | Abuja | Kaduna | Jimoh Abdulraheem | Abraham Okpe | Emmanuel Okoyomon | Eudurance Ogbuigwe | Abdulmajid Suleiman | Ian Akwe | Titus Obaje | 20 KVA | ACDG | Outdoor | On Air | P4 | INT-Secondary | INT | 11.1444 | 7.7067 | Auto | No | Yes | BTS | Yes | 35 | Conventional | Solar + PC | ACDG - Solar+Li-Ion Hybrid
KD6279 | IHS_KAD_1065A | KD6279 | KAD-Z1 | Kaduna Bypass |  | NO 1 AHMADU DOKA ROAD,BEHIND TOTAL FUEL STATION.ABAKPA.KADUNA. | KAD-T3 | Abuja | Kaduna | Abraham Danlanmi | Abubakar Muhammad | Emmanuel Okoyomon | Eudurance Ogbuigwe | Militus Innocent | Ian Akwe | Titus Obaje | 20 KVA | ACDG | Outdoor | On Air | P2 | INT-Secondary | INT | 10.5476 | 7.4277 | Auto | No | Yes | BTS | Yes | 22 | Conventional | PC | ACDG - Li-Ion Hybrid
KD6286 | IHS_KAD_1066A | KD6286 | KAD-Z4 | Zaria 2 | A658 | Kofan Jato, Zaria, Kaduna | KAD-T6 | Abuja | Kaduna | Manisir Musa | Abraham Okpe | Emmanuel Okoyomon | Eudurance Ogbuigwe | Abdulmajid Suleiman | Ian Akwe | Titus Obaje | 20 KVA | ACDG | Outdoor | On Air | P2 | INT-Secondary | INT | 11.0715 | 7.6881 | Auto | No | Yes | Terminal | Yes | 22 | Conventional | PC | ACDG - Li-Ion Hybrid
KD6370 | IHS_KAD_1067A | KD6370 | KAD-Z3 | Kaduna Mando |  | NO 4 ABDULWAHAB STREET OFF MANDO RD OFF LAGOS-B/GWARI EXPRESSWAY.IGABI.KADUNA. | KAD-T5 | Abuja | Kaduna | Olasunkanmi Taofeek Salaudeen | Timothy Babalola | Emmanuel Okoyomon | Eudurance Ogbuigwe | Theophilus Ayuba Audu | Ian Akwe | Titus Obaje | 20 KVA | ACDG | Outdoor | On Air | P2 | INT-Secondary | INT | 10.5887 | 7.4125 | Auto | No | Yes | BTS | Yes | 22 | Conventional | PC | ACDG - Li-Ion Hybrid
KD0071 | IHS_KAD_1068A | KD0071 | KAD-Z2 | Kaduna Metro | B3143 | Malali GRA, Kaduna | KAD-T4 | Abuja | Kaduna | Onyeka Uduma Alaka | Michael Tochukwu Ajah | Emmanuel Okoyomon | Eudurance Ogbuigwe | Militus Innocent | Ian Akwe | Titus Obaje | 15 KVA | ACDG | Outdoor | On Air | P1 | INT-Secondary | INT | 10.5522 | 7.4618 | Auto | No | Yes | Metro | Yes | 35 | Conventional | Grid + PC | ACDG - Grid+Li-Ion Hybrid
T1651 | IHS_KAD_1072A | T1651 | PLA-Z3 | KAF | B500 | Kachia Zonkwa Rd, Opp Ministry of Education Inspectorate, Kaduna south, Kaduna state | PLA-T7 | Abuja | Kaduna | David Effiong | Anifowose Joel | Vincent Ameh | Idegwu Victoria Elofu | Talba Stephen Diyong | Ian Akwe | Titus Obaje | 27 KVA | ACDG | Indoor | On Air | P1 | INT-Secondary | INT | 9.785 | 8.2889 | Manual | No | No | BTS | No | 70 | Conventional | Generator Only | ACDG - Conventional
IHS_KAD_1077 | IHS_KAD_1077B | IHS_KAD_1077 | Off Air | Off Air | Off Air | Off Air | Off Air | Off Air | Off Air | Off Air | Off Air | Off Air | Eudurance Ogbuigwe | Lawal Usman | No details | Titus Obaje | No details | No details | Off Air | Off Air | P4 | IHS Collo | IHSN | Off Air | Off Air | Off Air | No | No | Off Air | Off Air | 35 | Off Air | Off Air | Off Air
KD0396 | IHS_KAD_1129C | IHS_KAD_1129 | KAD-Z1 | Abuja Express |  | Psychatric Hospital, Zaria road, Shagari Low cost, Kaduna South, Kaduna state | KAD-T1 | Abuja | Kaduna | Ochefiji John | Timothy Babalola | Emmanuel Okoyomon | Eudurance Ogbuigwe | Segun Samuel Ademuwagun | Ian Akwe | Titus Obaje | 15 KVA | ACDG | Outdoor | On Air | P3 | INT Collo | INT | 10.4625 | 7.4325 | Auto | No | Yes | BTS | Yes | 25 | Conventional | Solar + PC | ACDG - Solar+Li-Ion Hybrid
IHS_KAD_1223 | IHS_KAD_1223B | IHS_KAD_1223 | Off Air | Off Air | Off Air | Off Air | Off Air | Off Air | Off Air | Off Air | Off Air | Off Air | Eudurance Ogbuigwe | Segun Olatubosun | Ian Akwe | Titus Obaje | No details | No details | Off Air | Off Air | Off Air | IHS Collo | IHSN | Off Air | Off Air | Off Air | No | No | Off Air | Off Air | 35 | Off Air | Off Air | Off Air
IHS_KAD_1225 | IHS_KAD_1225B | IHS_KAD_1225 | Off Air | Off Air | Off Air | Off Air | Off Air | Off Air | Off Air | Off Air | Off Air | Off Air | Idegwu Victoria Elofu | Talba Stephen Diyong | No details | Titus Obaje | No details | No details | Off Air | Off Air | P2 | IHS Collo | IHSN | Off Air | Off Air | Off Air | No | No | Off Air | Off Air | 45 | Off Air | Off Air | Off Air
KD2250 | IHS_KAD_1304B | IHS_KAD_1304 | KAD-Z1 | Kaduna Bypass |  | Land in front of Rigasa Railway Station, Rigasa, Kaduna state | KAD-T3 | Abuja | Kaduna | Abraham Danlanmi | Abubakar Muhammad | Emmanuel Okoyomon | Eudurance Ogbuigwe | Theophilus Ayuba Audu | Ian Akwe | Titus Obaje | 20 KW | DCDG | Outdoor | On Air | P4 | IHS Collo | IHSN | 10.5477 | 7.3557 | Manual | No | No | BTS | Yes | 35 | Conventional | Generator Only | ACDG - Conventional
KD2249 | IHS_KAD_1306B | IHS_KAD_1306 | PLA-Z3 | KAF |  | FADAN CHAWAI JUNCTION/TOWN LERE LGA.KADUNA STATE. | PLA-T7 | Abuja | Kaduna | David Effiong | Anifowose Joel | Vincent Ameh | Idegwu Victoria Elofu | Talba Stephen Diyong | Ian Akwe | Titus Obaje | 20 KVA | ACDG | Outdoor | On Air | P4 | IHS Collo | IHSN | 9.9492 | 8.6017 | Auto | No | Yes | BTS | Yes [No comms] | 25 | Conventional | Solar + PC | ACDG - Solar+Li-Ion Hybrid
KD2251 | IHS_KAD_1308B | KD2251 | KAD-Z2 | Kaduna Sabo |  | - | KAD-T2 | Abuja | Kaduna | Temitope Ogunbiyi | Michael Tochukwu Ajah | Emmanuel Okoyomon | Eudurance Ogbuigwe | Lawal Usman | Ian Akwe | Titus Obaje | 20 KVA | ACDG | Outdoor | On Air | P4 | IHS Collo | IHSN | 10.4029 | 7.4547 | Manual | No | Yes | BTS | Yes | 25 | Conventional | Generator Only | ACDG - Conventional
KD2201 | IHS_KAD_1355B | IHS_KAD_1355B | KAD-Z2 | Kaduna Sabo |  | A piece of land at White House Street, Nissi Town, Behind Northern Noodles Ltd, Along Kachia Road, Kaduna State | KAD-T2 | Abuja | Kaduna | Temitope Ogunbiyi | Michael Tochukwu Ajah | Emmanuel Okoyomon | Eudurance Ogbuigwe | Theophilus Ayuba Audu | Ian Akwe | Titus Obaje | 20 KVA | ACDG | not specified | On Air | P4 | IHS Collo | IHSN | 10.4331 | 7.5064 | Auto | No | Yes | Terminal | Yes | 35 | Conventional | PC | ACDG - Li-Ion Hybrid
KD2202 | IHS_KAD_1356B | KD2202 | PLA-Z3 | KAF |  | A PIECE OF LAND LOCATED NEAR ECWA III CHURCH, UNGWAR MUSA, KAFANCHAN, JEMA’A LGA, SOUTHERN KADUNA, KADUNA STATE. | PLA-T7 | Abuja | Kaduna | David Effiong | Anifowose Joel | Vincent Ameh | Idegwu Victoria Elofu | Talba Stephen Diyong | Ian Akwe | Titus Obaje | 20 KVA | ACDG | not specified | On Air | P4 | IHS Collo | IHSN | 9.5737 | 8.3135 | Auto | No | Yes | Terminal | Yes | 35 | Conventional | Solar + PC | ACDG - Solar+Li-Ion Hybrid
IHS_KAD_1357B | IHS_KAD_1357B | IHS_KAD_1357B | Off Air | Off Air | Off Air | Off Air | Off Air | Off Air | Off Air | Off Air | Off Air | Off Air | Eudurance Ogbuigwe | Theophilus Ayuba Audu | Ian Akwe | Titus Obaje | 22 KVA | ACDG | Off Air | Off Air | P1 | IHS Collo | IHSN | Off Air | Off Air | Off Air | No | No | HUB | Off Air | 35 | Off Air | Off Air | Off Air
KD2234 | IHS_KAD_1358B | IHS_KAD_1358B | KAD-Z2 | Kaduna Metro |  | A PIECE OF LAND LOCATED AT MAIANGUWAN STREET, OFF SERIKI MUKHTAR ROAD, DANBUSHIA (NEW MILLENIUM CITY) KADUNA, CHIKUN LGA, KADUNA STATE. | KAD-T4 | Abuja | Kaduna | Onyeka Uduma Alaka | Michael Tochukwu Ajah | Emmanuel Okoyomon | Eudurance Ogbuigwe | Militus Innocent | Ian Akwe | Titus Obaje | 20 KVA | ACDG | not specified | On Air | P4 | IHS Collo | IHSN | 10.5385 | 7.4853 | Auto | No | Yes | Terminal | Yes | 35 | Conventional | Solar + PC | ACDG - Solar+Li-Ion Hybrid
KD2235 | IHS_KAD_1359B | IHS_KAD_1359B | KAD-Z2 | Kaduna Sabo |  | A Piece of land at Ibrahim Yakowa way Opposite Edijen Filling Station, New layout Kaduna State. | KAD-T2 | Abuja | Kaduna | Temitope Ogunbiyi | Michael Tochukwu Ajah | Emmanuel Okoyomon | Eudurance Ogbuigwe | Lawal Usman | Ian Akwe | Titus Obaje | 20 KW | DCDG | not specified | On Air | P4 | IHS Collo | IHSN | 10.4811 | 7.4701 | Manual | No | No | Terminal | Yes | 35 | Conventional | Generator Only | ACDG - Conventional
KD2236 | IHS_KAD_1360B | IHS_KAD_1360B | PLA-Z3 | KAF |  | A Piece of land at Garaje Kagoro, Kaura L.G.A Kaduna State | PLA-T7 | Abuja | Kaduna | David Effiong | Anifowose Joel | Vincent Ameh | Idegwu Victoria Elofu | Talba Stephen Diyong | Ian Akwe | Titus Obaje | 20 KVA | ACDG | not specified | On Air | P4 | IHS Collo | IHSN | 9.5978 | 8.3295 | Auto | No | Yes | Terminal | Yes | 35 | Conventional | Solar + PC | ACDG - Solar+Li-Ion Hybrid
KD2190 | IHS_KAD_1363B | IHS_KAD_1363B | PLA-Z3 | KAF |  | A PIECE OF LAND LOCATED AT SAMBAN LOKO-KWOI, ALONG KWOI-KAFANCHAN ROAD, JABA LGA SOUTHERN KADUNA, KADUNA STATE. | PLA-T7 | Abuja | Kaduna | David Effiong | Anifowose Joel | Vincent Ameh | Idegwu Victoria Elofu | Talba Stephen Diyong | Ian Akwe | Titus Obaje | 15 KVA | ACDG | not specified | On Air | P4 | IHS Collo | IHSN | 9.4417 | 8.0585 | Auto | No | Yes | Terminal | Yes | 70 | Conventional | Solar + PC | ACDG - Solar+Li-Ion Hybrid
KD0752 | IHS_KAD_1364B | IHS_KAD_1364B | KAD-Z3 | Panbegua |  | A Piece of land in Pambeguwa along Kaduna Jos Road, Kaduna State | KAD-T8 | Abuja | Kaduna | Owolabi Segun | Abubakar Muhammad | Emmanuel Okoyomon | Eudurance Ogbuigwe | Segun Olatubosun | Ian Akwe | Titus Obaje | 20 KVA | ACDG | not specified | On Air | P2 | IHS Collo | IHSN | 10.6832 | 10.6832 | Auto | No | Yes | Terminal | Yes | 45 | Conventional | Solar + PC | ACDG - Solar+Li-Ion Hybrid
KD0753 | IHS_KAD_1369B | KD0753 | KAD-Z3 | Panbegua |  | A Piece of land at Television Road, Sobai, Answan Rimi G.R.A, Kaduna State. | KAD-T8 | Abuja | Kaduna | Owolabi Segun | Abubakar Muhammad | Emmanuel Okoyomon | Eudurance Ogbuigwe | Segun Olatubosun | Ian Akwe | Titus Obaje | 20 KVA | ACDG | not specified | On Air | P2 | IHS Collo | IHSN | 10.9884 | 8.054 | Auto | No | Yes | Terminal | Yes | 40 | Conventional | Solar + PC | ACDG - Solar+Li-Ion Hybrid
KD1030 | IHS_KAD_1386B | IHS_KAD_1386 | KAD-Z1 | Kaduna Bypass |  | A Piece of land in Kurmin road, Opposite Brain Trust International School, Kaduna State. | KAD-T3 | Abuja | Kaduna | Abraham Danlanmi | Abubakar Muhammad | Emmanuel Okoyomon | Eudurance Ogbuigwe | Segun Samuel Ademuwagun | Ian Akwe | Titus Obaje | 20 KVA | ACDG | not specified | On Air | P2 | IHS Collo | IHSN | 10.5472 | 10.5472 | Auto | No | Yes | Terminal | Yes | 45 | Conventional | Solar + PC | ACDG - Solar+Li-Ion Hybrid
IHS_KAD_1523B | IHS_KAD_1523B | IHS_KAD_1523B | Off Air | Off Air | Off Air | Off Air | Off Air | Off Air | Off Air | Off Air | Off Air | Off Air | Eudurance Ogbuigwe | Theophilus Ayuba Audu | Ian Akwe | Titus Obaje | 20 KVA | ACDG | Off Air | Off Air | P4 | IHS Collo | IHSN | Off Air | Off Air | Off Air | No | No | Terminal | Off Air | 55 | Off Air | Off Air | Off Air
KD1062 | IHS_KAD_1603B | IHS_KAD_1603B | FCT-Z2 | Bwari |  |  | FCT-T4 | Abuja | Kaduna | Ogungbola Adewale Williams | Olabode Obed Kolawole | Johnson Oluwoye | Amwe Angbarity | Lawal Usman | Ian Akwe | Titus Obaje | 20 KVA | ACDG | not specified | On Air | P4 | IHS Collo | IHSN | 9.5038 | 7.7211 | Auto | No | No | 0 | Yes | 55 | Conventional | PC | ACDG - Li-Ion Hybrid
KD1152 | IHS_KAD_1613B | KD1152 | PLA-Z3 | KAF |  | Plot of Land Off Bade Jagindi Road Kwagiri Ward Jagindi District Kaduna State | PLA-T7 | Abuja | Kaduna | David Effiong | Anifowose Joel | Vincent Ameh | Idegwu Victoria Elofu | Talba Stephen Diyong | Ian Akwe | Titus Obaje | No details | No details | Outdoor | On Air | P4 | IHS Collo | IHSN | 9.3806 | 8.1942 | Manual | No | No | #N/A | Off Air | #N/A | Conventional | PC | ACDG - Li-Ion Hybrid
B6401 | IHS_KAF_0001B | B6401 | PLA-Z3 | KAF |  | Agwam Rimi Junction, Kafanchan Town, Jama'a LGA, Kaduna state | PLA-T7 | Abuja | Kaduna | David Effiong | Anifowose Joel | Vincent Ameh | Idegwu Victoria Elofu | Talba Stephen Diyong | Ian Akwe | Titus Obaje | 20 KVA | ACDG | Outdoor | On Air | P1 | IHS Collo | IHSN | 9.5789 | 8.2277 | Auto | No | Yes | HUB | Yes | 50 | Conventional | Solar + PC | ACDG - Solar+Li-Ion Hybrid
KD6339 | IHS_KAF_0002B | KD6339 | PLA-Z3 | KAF |  | Inside The Evangelical Reformed Church of Christ, Agameti, Sanga LGA, Kaduna state | PLA-T7 | Abuja | Kaduna | David Effiong | Anifowose Joel | Vincent Ameh | Idegwu Victoria Elofu | Talba Stephen Diyong | Ian Akwe | Titus Obaje | 20 KVA | ACDG | Outdoor | On Air | P4 | IHS Collo | IHSN | 9.167 | 8.6134 | Auto | No | Yes | BTS | Yes | 70 | Conventional | Solar + PC | ACDG - Solar+Li-Ion Hybrid
KD0450 | IHS_KAF_0003B | B0709 | PLA-Z3 | KAF |  | Ugwan Kataf, Opposite Governmet College, Kagoro Town, Kaura LGA, Kaduna state | PLA-T7 | Abuja | Kaduna | David Effiong | Anifowose Joel | Vincent Ameh | Idegwu Victoria Elofu | Talba Stephen Diyong | Ian Akwe | Titus Obaje | 20 KVA | ACDG | Outdoor | On Air | P3 | IHS Collo | IHSN | 9.5892 | 8.3687 | Auto | No | Yes | HUB | Yes [No comms] | 55 | Conventional | Solar + PC | ACDG - Solar+Li-Ion Hybrid
IHS_KAF_004 | IHS_KAF_0004B | IHS_KAF_004 | Off Air | Off Air | Off Air | Off Air | Off Air | Off Air | Off Air | Off Air | Off Air | Off Air | Idegwu Victoria Elofu |  | Ian Akwe | Titus Obaje | 6.5 KW | DCDG | Off Air | Off Air | Off Air | IHS Collo | IHSN | Off Air | Off Air | Off Air | No | No | Off Air | Off Air | 50 | Off Air | Off Air | Off Air
KD6353 | IHS_KAF_0005B | IHS_KAF_005 | PLA-Z3 | KAF | B3143 | Land at Angwan Dogare, Daddo District, Jama'a LGA, Kaduna state | PLA-T7 | Abuja | Kaduna | David Effiong | Anifowose Joel | Vincent Ameh | Idegwu Victoria Elofu | Talba Stephen Diyong | Ian Akwe | Titus Obaje | 20 KVA | ACDG | Outdoor | On Air | P1 | IHS Collo | IHSN | 9.551 | 8.1186 | Auto | No | Yes | HUB | No | 70 | Conventional | Solar + PC | ACDG - Solar+Li-Ion Hybrid
KD6354 | IHS_KAF_0009B | IHS_KAF_009 | PLA-Z3 | KAF |  | Kaduna state College of Education, Gidan Waya, Kafanchan, Ja'maa LGA, Kaduna state | PLA-T7 | Abuja | Kaduna | David Effiong | Anifowose Joel | Vincent Ameh | Idegwu Victoria Elofu | Talba Stephen Diyong | Ian Akwe | Titus Obaje | 20 KVA | ACDG | Outdoor | On Air | P2 | IHS Collo | IHSN | 9.4791 | 8.3963 | Auto | No | Yes | BTS | Yes [No comms] | 70 | Conventional | Solar + PC | ACDG - Solar+Li-Ion Hybrid
OG3327 | IHS_LAG_0019B | IHS_LAG_019 | SANGO-Z1 | SANGO |  | Araromi Development Association by Offa road, Oyero town, Ifo LGA, Ogun State. | SANGO-T1 | Lagos | Ogun | Ayokunle Oyedeji | Olajide Olabisi | Ufuoma Gbudje | Chiedozie Oko | Festus Adewuyi | Micheal Oduh | Adanna Akingbohungbe | 22 KVA | ACDG | Outdoor | On Air | P1 | IHS Collo | IHSN | 6.7749 | 3.2839 | Auto | No | Yes | Terminal | Yes | 56 | Conventional | Solar + PC | ACDG - Solar+Li-Ion Hybrid
OG2113 | IHS_LAG_0035B | IHS_LAG_035 | SANGO-Z1 | SANGO |  | 10 Pastor John Street, Idole, Ago Adura Ogun State. | SANGO-T1 | Lagos | Ogun | Ayokunle Oyedeji | Olajide Olabisi | Ufuoma Gbudje | Chiedozie Oko | Festus Adewuyi | Micheal Oduh | Adanna Akingbohungbe | 33 KVA | ACDG | Outdoor | On Air | P1 | IHS Collo | IHSN | 6.7344 | 3.2374 | Auto | Yes | Yes | HUB | Yes | 50 | Conventional | Grid + Solar + PC | ACDG - Grid+Solar+Li-Ion Hybrid
OG3285 | IHS_LAG_0127V | IHS_LAG_127V | SANGO-Z1 | SANGO |  | 48,AKINWUMI ST,JOJU,SANGO,OGUN STATE | SANGO-T1 | Lagos | Ogun | Ayokunle Oyedeji | Olajide Olabisi | Ufuoma Gbudje | Emmanuel Babalola | Alebiosu, Joseph Ibukunoluwa | Micheal Oduh | Adanna Akingbohungbe | 27 KVA | ACDG | Indoor | On Air | P1 | IHS Collo | IHSN | 6.7027 | 3.2382 | Manual | No | No | HUB | Yes | 46 | Conventional | Generator Only | ACDG - Conventional
LS139 | IHS_LAG_0162V | IHS_LAG_162V | SANGO-Z3 | OTA |  | SPACE AT OTA IDIROKO ROAD, BEHIND MEGADEGS SCHOOLS, BY JUSTRITE SUPERMARKET, OTA, OGUN STATE | SANGO-T3 | Lagos | Ogun | Yemi Ogunola | Adewale Idris | Ufuoma Gbudje | Emmanuel Babalola | Alebiosu, Joseph Ibukunoluwa | Micheal Oduh | Adanna Akingbohungbe | 22 KVA | ACDG | Indoor | On Air | P1 | IHS Collo | IHSN | 6.6832 | 3.2176 | Auto | No | Yes | HUB | Yes | 45 | Conventional | Solar + PC | ACDG - Solar+Li-Ion Hybrid
B5076 | IHS_LAG_0163V | IHS_LAG_163V | SANGO-Z3 | OTA |  | Km10,Idiroko Road,Ipakuta Egusi Village,Ado-Odo Ota, Ogun State | SANGO-T3 | Lagos | Ogun | Yemi Ogunola | Adewale Idris | Ufuoma Gbudje | Emmanuel Babalola | Alebiosu, Joseph Ibukunoluwa | Micheal Oduh | Adanna Akingbohungbe | 27 KVA | ACDG | Indoor | On Air | P1 | IHS Collo | IHSN | 6.683 | 3.168 | Manual | No | No | HUB | Yes | 45 | Conventional | Generator Only | ACDG - Conventional
IHS_LAG_164V | IHS_LAG_0164V | IHS_LAG_164V | Off Air | Off Air | Off Air | Off Air | Off Air | Off Air | Off Air | Off Air | Off Air | Off Air | Emmanuel Babalola | Alebiosu, Joseph Ibukunoluwa | Micheal Oduh | Adanna Akingbohungbe | 15 KVA | ACDG | Off Air | Off Air | Off Air | IHS Collo | IHSN | Off Air | Off Air | Off Air | No | No | Off Air | Off Air | 45 | Off Air | Off Air | Off Air
OG2115 | IHS_LAG_0165V | IHS_LAG_165V | SANGO-Z2 | ATAN/OWODE |  | SPACE AT OLORUNLEKE YEWA VILLAGE, ADO ODO ROAD, OGUN STATE | SANGO-T4 | Lagos | Ogun | Abdulsalam Olaide Opeyemi | Adewale Idris | Ufuoma Gbudje | Saheed Hamzah | Alebiosu, Joseph Ibukunoluwa | Micheal Oduh | Adanna Akingbohungbe | 20 KVA | ACDG | Indoor | On Air | P1 | IHS Collo | IHSN | 6.6408 | 3.0469 | Auto | No | Yes | BTS | Yes | 45 | Conventional | Solar + PC | ACDG - Solar+Li-Ion Hybrid
LS143 | IHS_LAG_0166V | IHS_LAG_166V | SANGO-Z2 | ATAN/OWODE |  | SPACE AT ALADIE VILLAGE,VIA ADO ODO,OGUN STATE | SANGO-T4 | Lagos | Ogun | Abdulsalam Olaide Opeyemi | Adewale Idris | Ufuoma Gbudje | Saheed Hamzah | Alebiosu, Joseph Ibukunoluwa | Micheal Oduh | Adanna Akingbohungbe | 16 KVA | ACDG | Indoor | On Air | P1 | IHS Collo | IHSN | 6.6112 | 3.0009 | Auto | No | Yes | Terminal | Yes | 45 | Conventional | Solar + PC | ACDG - Solar+Li-Ion Hybrid
LS145 | IHS_LAG_0168V | IHS_LAG_168V | SANGO-Z2 | ATAN/OWODE | A-231 | Space At Seje Compound,Ere Oke Village,Ado-Odo, ogun State | SANGO-T4 | Lagos | Ogun | Abdulsalam Olaide Opeyemi | Adewale Idris | Ufuoma Gbudje | Saheed Hamzah | Alebiosu, Joseph Ibukunoluwa | Micheal Oduh | Adanna Akingbohungbe | 22 KVA | ACDG | Indoor | On Air | P1 | IHS Collo | IHSN | 6.5378 | 2.9017 | Auto | No | Yes | HUB | Yes | 45 | Conventional | PC | ACDG - Li-Ion Hybrid
LS148 | IHS_LAG_0171V | IHS_LAG_171V | SANGO-Z2 | ATAN/OWODE |  | SPACE BEHIND METHODIST CHURCH,OKE ORE | SANGO-T4 | Lagos | Ogun | Abdulsalam Olaide Opeyemi | Adewale Idris | Ufuoma Gbudje | Chiedozie Oko | Solomon Olajide | Micheal Oduh | Adanna Akingbohungbe | 22 KVA | ACDG | Outdoor | On Air | P1 | IHS Collo | IHSN | 6.6792 | 3.0362 | Auto | No | Yes | Terminal | Yes | 45 | Conventional | Solar + PC | ACDG - Solar+Li-Ion Hybrid
OG4251 | IHS_LAG_0175V | IHS_LAG_175V | SANGO-Z2 | IDI IROKO | MTN P1 | 2, OLAKUNLE OJO STREET, IKOLAJE IDIROKO, OGUN STATE | SANGO-T6 | Lagos | Ogun | Wasiu Adebisi | Adewale Idris | Ufuoma Gbudje | Chiedozie Oko | Solomon Olajide | Micheal Oduh | Adanna Akingbohungbe | 22 KVA | ACDG | Indoor | On Air | P1 | IHS Collo | IHSN | 6.6384 | 2.743 | Auto | No | Yes | HUB | Yes | 45 | Conventional | Solar + PC | ACDG - Solar+Li-Ion Hybrid
OG4290 | IHS_LAG_0231B | IHS_LAG_231 | SANGO-Z1 | SANGO |  | I.L.O. Area, Otta, Ado-Odo, Otta LGA, Ogun State | SANGO-T1 | Lagos | Ogun | Ayokunle Oyedeji | Olajide Olabisi | Ufuoma Gbudje | Emmanuel Babalola | Alebiosu, Joseph Ibukunoluwa | Micheal Oduh | Adanna Akingbohungbe | 20 KVA | ACDG | Outdoor | On Air | P1 | IHS Collo | IHSN | 6.6961 | 3.2458 | Auto | No | Yes | BTS | Yes | 50 | Conventional | Solar + PC | ACDG - Solar+Li-Ion Hybrid
OG4350 | IHS_LAG_0233B | IHS_LAG_233 | SANGO-Z1 | SANGO |  | Plot 5, Ibikunle Amosun Rd., NTABO Ijoko Ado-Odo, Otta LGA | SANGO-T1 | Lagos | Ogun | Ayokunle Oyedeji | Olajide Olabisi | Ufuoma Gbudje | Chiedozie Oko | Festus Adewuyi | Micheal Oduh | Adanna Akingbohungbe | 20 KVA | ACDG | Outdoor | On Air | P4 | IHS Collo | IHSN | 6.7527 | 3.2452 | Auto | No | Yes | BTS | Yes | 50 | Conventional | Solar + PC | ACDG - Solar+Li-Ion Hybrid
OG4286 | IHS_LAG_0234B | OG4286 | SANGO-Z1 | SANGO | MTN P1 | Baba Ijebu B/Stop, Arepo Rd., Ijoko, Ogun State | SANGO-T1 | Lagos | Ogun | Ayokunle Oyedeji | Olajide Olabisi | Ufuoma Gbudje | Chiedozie Oko | Festus Adewuyi | Micheal Oduh | Adanna Akingbohungbe | 15 KVA | ACDG | Outdoor | On Air | P1 | IHS Collo | IHSN | 6.7569 | 3.256 | Manual | No | No | HUB | Yes [No comms] | 50 | Conventional | Generator Only | ACDG - Conventional
OG4610 | IHS_LAG_2053A | OG4610 | ABE-Z1 | Abeokuta Metro |  | Ago Oko Sapon Behind Osile Palace | ABE-T2 | Lagos | Lagos | Ajidagba Oyeniyi | Falajiki Ayodele | Ufuoma Gbudje | Chiedozie Oko | John Adesina | Micheal Oduh | Adanna Akingbohungbe | 15 KVA | ACDG | Outdoor | On Air | P4 | INT-Secondary | INT | 7.153 | 3.3516 | Auto | No | Yes | BTS | Yes | 35 | Conventional | PC | ACDG - Li-Ion Hybrid
OG4252 | IHS_LAG_2055A | OG4252 | SANGO-Z2 | IDI IROKO |  | AHUN AGO SASA ONMIDE ROAD AJEGUNLE IDIROKO IPOKA LGA, OGUN STATE | SANGO-T6 | Lagos | Lagos | Wasiu Adebisi | Adewale Idris | Ufuoma Gbudje | Chiedozie Oko | Solomon Olajide | Micheal Oduh | Adanna Akingbohungbe | 22 KVA | ACDG | Outdoor | On Air | P4 | INT-Secondary | INT | 6.6677 | 2.7642 | Auto | No | Yes | BTS | Yes | 35 | Conventional | PC | ACDG - Li-Ion Hybrid
OG4361 | IHS_LAG_2056A | OG4361 | SANGO-Z2 | ATAN/OWODE |  | ALAGBON ANISERE OWODE YEWA (EGBADO) SOUTH LGA, OGUN STATE | SANGO-T4 | Lagos | Ogun | Abdulsalam Olaide Opeyemi | Adewale Idris | Ufuoma Gbudje | Chiedozie Oko | Solomon Olajide | Micheal Oduh | Adanna Akingbohungbe | 20 KVA | ACDG | Outdoor | On Air | P2 | INT-Secondary | INT | 6.6882 | 2.9969 | Manual | No | Yes | BTS | Yes | 45 | Conventional | Generator Only | ACDG - Conventional
IHS_LAG_3448 | IHS_LAG_3448B | not on air | Off Air | Off Air | Off Air | Off Air | Off Air | Off Air | Off Air | Off Air | Off Air | Off Air | Emmanuel Babalola |  | Micheal Oduh | Adanna Akingbohungbe | No details | No details | Off Air | Off Air | Off Air | Off Air | Off Air | Off Air | Off Air | Off Air | No | No | Off Air | Off Air | 35 | Off Air | Off Air | Off Air
IHS_LAG_3752 | IHS_LAG_3752B | not on air | Off Air | Off Air | Off Air | Off Air | Off Air | Off Air | Off Air | Off Air | Off Air | Off Air | Emmanuel Babalola | Ikenna Okorowu | Micheal Oduh | Adanna Akingbohungbe | No details | No details | Off Air | Off Air | Off Air | Off Air | Off Air | Off Air | Off Air | Off Air | No | No | Off Air | Off Air | 35 | Off Air | Off Air | Off Air
IHS_LAG_3761 | IHS_LAG_3761B | not on air | Off Air | Off Air | Off Air | Off Air | Off Air | Off Air | Off Air | Off Air | Off Air | Off Air | Chiedozie Oko | Joseph Okereke | Micheal Oduh | Adanna Akingbohungbe | No details | No details | Off Air | Off Air | Off Air | Off Air | Off Air | Off Air | Off Air | Off Air | No | No | Off Air | Off Air | 40 | Off Air | Off Air | Off Air
OG2642 | IHS_LAG_3832H | IHS_LAG_3832H | SANGO-Z3 | OTA |  |  | SANGO-T3 | Lagos | Ogun | Yemi Ogunola | Adewale Idris | Ufuoma Gbudje | Emmanuel Babalola | Alebiosu, Joseph Ibukunoluwa | Micheal Oduh | Adanna Akingbohungbe | 45 KVA | ACDG | Outdoor | On Air | P1 | ITNG | ITNG | 6.6831 | 3.168 | Auto | Yes | No | HUB | No | 56 | Conventional | Grid | ACDG - Grid (with BUB)
LG0117 | IHS_LAG_4151B | IHS_LAG_4151 | SANGO-Z2 | ATAN/OWODE |  | Aisanno compound, Bandu, Opposite African Church Primary School, Ado-Odo LGA, Ogun State | SANGO-T4 | Lagos | Lagos | Abdulsalam Olaide Opeyemi | Adewale Idris | Ufuoma Gbudje | Saheed Hamzah | Alebiosu, Joseph Ibukunoluwa | Micheal Oduh | Adanna Akingbohungbe | 22 KVA | ACDG | Outdoor | On Air | P4 | IHS Collo | IHSN | 6.5298 | 2.9506 | Auto | No | Yes | BTS | Yes | 35 | Conventional | PC | ACDG - Li-Ion Hybrid
OG6499 | IHS_LAG_4160B | IHS_LAG_4160 | SANGO-Z2 | IDI IROKO |  | Oniko Palace, Along Border road, Ikolaje, Idi Iroko, Ipokia LGA, Ogun State | SANGO-T6 | Lagos | Ogun | Wasiu Adebisi | Adewale Idris | Ufuoma Gbudje | Chiedozie Oko | Solomon Olajide | Micheal Oduh | Adanna Akingbohungbe | 22 KVA | ACDG | Outdoor | On Air | P4 | IHS Collo | IHSN | 6.6358 | 2.7375 | Auto | No | Yes | Terminal | Yes | 25 | Conventional | PC | ACDG - Li-Ion Hybrid
NI4404 | IHS_NIG_0051B | IHS_NIG_051 | FCT-Z1 | Zuba/Dakwa Rd |  | No 10, Saidu Wanba Street, Suleka Club, Suleja, Niger state | FCT-T1 | Abuja | Niger | Saheed Olatunde | Godwin Amurawaiye | Johnson Oluwoye | Amwe Angbarity | Ifetola Madaki | Ian Akwe | Titus Obaje | 15 KVA | ACDG | Outdoor | On Air | P4 | IHS Collo | IHSN | 9.1789 | 7.188 | Auto | No | Yes | BTS | Yes | 50 | Conventional | Solar + PC | ACDG - Solar+Li-Ion Hybrid
NI4826 | IHS_NIG_0063B | IHS_NIG_063 | FCT-Z1 | Zuba/Dakwa Rd |  | TUKUR KANTI STREET 2ND GATE OLD KADUNA ROAD SULEJA.NIGER STATE. | FCT-T1 | Abuja | Niger | Saheed Olatunde | Godwin Amurawaiye | Johnson Oluwoye | Amwe Angbarity | Ifetola Madaki | Ian Akwe | Titus Obaje | 20 KVA | ACDG | Outdoor | On Air | P1 | IHS Collo | IHSN | 9.1936 | 7.1917 | Manual | No | No | HUB | Yes | 50 | Conventional | Generator Only | ACDG - Conventional
B1287 | IHS_NIG_0705E | B1287 | FCT-Z1 | Zuba/Dakwa Rd | B3143 | Dakwa Area 9, Tafa LGA , Niger state | FCT-T1 | Abuja | Abuja | Saheed Olatunde | Godwin Amurawaiye | Johnson Oluwoye | Amwe Angbarity | Francis Chinedu Chukwu | Ian Akwe | Titus Obaje | 30 KVA | ACDG | Outdoor | On Air | P1 | EMTS-SLB 2116 | IHSN | 9.1114 | 7.2375 | Manual | No | No | HUB | Yes | 45 | Conventional | Generator Only | ACDG - Conventional
B2301 | IHS_NIG_0708E | B2301 | Off Air | Off Air | Off Air | Off Air | Off Air | Off Air | Off Air | Off Air | Off Air | Off Air | Amwe Angbarity | Ifetola Madaki | Ian Akwe | Titus Obaje | 6.5 KW | DCDG | Off Air | Off Air | P1 | EMTS-SLB 2116 | IHSN | Off Air | Off Air | Off Air | No | No | HUB | Off Air | 60 | Off Air | Off Air | Off Air
B4449 | IHS_NIG_0713E | B4449 | Off Air | Off Air | Off Air | Off Air | Off Air | Off Air | Off Air | Off Air | Off Air | Off Air | Amwe Angbarity | Ugochukwu Som-Anene | Ian Akwe | Titus Obaje | 13 KVA | ACDG | Off Air | Off Air | Off Air | EMTS-SLB 2116 | IHSN | Off Air | Off Air | Off Air | No | No | HUB | Off Air | 30 | Off Air | Off Air | Off Air
B4450 | IHS_NIG_0714E | B4450 | Off Air | Off Air | Off Air | Off Air | Off Air | Off Air | Off Air | Off Air | Off Air | Off Air | Amwe Angbarity | Francis Chinedu Chukwu | Ian Akwe | Titus Obaje | 13 KVA | ACDG | Off Air | Off Air | P3 | EMTS-SLB 2116 | IHSN | Off Air | Off Air | Off Air | No | No | HUB | Off Air | 28 | Off Air | Off Air | Off Air
B5311 | IHS_NIG_0726E | B5311 | Off Air | Off Air | Off Air | Off Air | Off Air | Off Air | Off Air | Off Air | Off Air | Off Air | Amwe Angbarity | Ifetola Madaki | Ian Akwe | Titus Obaje | 6.5 KW | DCDG | Off Air | Off Air | Off Air | EMTS-SLB 2116 | IHSN | Off Air | Off Air | Off Air | No | No | HUB | Off Air | 50 | Off Air | Off Air | Off Air
B6210 | IHS_NIG_0746E | B6210 | FCT-Z1 | Zuba/Dakwa Rd |  | Behind Eminent Hotel, Off Morocco road, Ungwa Gwadara, Suleja, Nig | FCT-T1 | Abuja | Niger | Saheed Olatunde | Godwin Amurawaiye | Johnson Oluwoye | Amwe Angbarity | Ifetola Madaki | Ian Akwe | Titus Obaje | 20 KVA | ACDG | Outdoor | On Air | P1 | EMTS-SLB 2116 | IHSN | 9.1889 | 7.183 | Manual | No | No | Backbone | Yes [No comms] | 50 | Conventional | Generator Only | ACDG - Conventional
T5924 | IHS_NIG_0895A | T5924 | Off Air | Off Air | Off Air | Off Air | Off Air | Off Air | Off Air | Off Air | Off Air | Off Air | Amwe Angbarity | Ifetola Madaki | Ian Akwe | Titus Obaje | 27 KVA | ACDG | Off Air | Off Air | P4 | INT-Secondary | INT | Off Air | Off Air | Off Air | No | No | BTS | Off Air | 60 | Off Air | Off Air | Off Air
T5828 | IHS_NIG_0897A | T5828 | Off Air | Off Air | Off Air | Off Air | Off Air | Off Air | Off Air | Off Air | Off Air | Off Air | Amwe Angbarity | Francis Chinedu Chukwu | Ian Akwe | Titus Obaje | 15 KVA | ACDG | Off Air | Off Air | Off Air | INT-Secondary | INT | Off Air | Off Air | Off Air | No | No | BTS | Off Air | 55 | Off Air | Off Air | Off Air
NI0065 | IHS_NIG_0933A | NI0065 | FCT-Z1 | Zuba/Dakwa Rd |  | SITE LOCATED INSIDE OLD CHAIRMAN SULEJA-GURAKA.SULEJA. | FCT-T1 | Abuja | Niger | Saheed Olatunde | Godwin Amurawaiye | Johnson Oluwoye | Amwe Angbarity | Francis Chinedu Chukwu | Ian Akwe | Titus Obaje | 20 KVA | ACDG | Outdoor | On Air | P2 | INT-Secondary | INT | 9.1751 | 7.22 | Auto | No | Yes | BTS | Yes | 18 | Conventional | PC | ACDG - Li-Ion Hybrid
NI0060 | IHS_NIG_0935A | NI0060 | FCT-Z1 | Zuba/Dakwa Rd | A658 | LOCATED ON A PIECE OF LAND IN PDP QUARTERS.SULEJA. | FCT-T1 | Abuja | Niger | Saheed Olatunde | Godwin Amurawaiye | Johnson Oluwoye | Amwe Angbarity | Francis Chinedu Chukwu | Ian Akwe | Titus Obaje | 15 KVA | ACDG | Outdoor | On Air | P2 | INT-Secondary | INT | 9.156 | 7.1822 | Manual | No | No | Terminal | Yes | 36 | Conventional | Generator Only | ACDG - Conventional
NI4008 | IHS_NIG_0939A | NI4008 | FCT-Z2 | Bwari | B3143 | Adjacent Dorben Polytechnic, Bwari, ABuja | FCT-T4 | Abuja | Kaduna | Ogungbola Adewale Williams | Olabode Obed Kolawole | Johnson Oluwoye | Amwe Angbarity | Ugochukwu Som-Anene | Ian Akwe | Titus Obaje | 15 KVA | ACDG | Outdoor | On Air | P1 | INT-Secondary | INT | 9.3119 | 7.3409 | Manual | No | No | HUB | Yes | 55 | Conventional | Generator Only | ACDG - Conventional
NI4009 | IHS_NIG_0940A | NI4009 | FCT-Z2 | Bwari | B3143 | After Central Primary School, Garam, Dorben Polytecnhic road, Bwari, Abuja | FCT-T4 | Abuja | Kaduna | Ogungbola Adewale Williams | Olabode Obed Kolawole | Johnson Oluwoye | Amwe Angbarity | Ugochukwu Som-Anene | Ian Akwe | Titus Obaje | 15 KVA | ACDG | Outdoor | On Air | P1 | INT-Secondary | INT | 9.3243 | 7.3479 | Auto | No | Yes | HUB | Yes [No comms] | 35 | Conventional | PC | ACDG - Li-Ion Hybrid
NI4038 | IHS_NIG_0950A | NI4038 | FCT-Z1 | Zuba/Dakwa Rd | B3143 & A658 | LOCATED INSIDE D-AWWON BARRACKS.SULEJA. | FCT-T1 | Abuja | Niger | Saheed Olatunde | Godwin Amurawaiye | Johnson Oluwoye | Amwe Angbarity | Francis Chinedu Chukwu | Ian Akwe | Titus Obaje | 15 KVA | ACDG | Outdoor | On Air | P1 | INT-Secondary | INT | 9.1612 | 7.1979 | Manual | No | No | HUB | Yes | 35 | Conventional | Generator Only | ACDG - Conventional
NI4037 | IHS_NIG_0951A | NI4037 | FCT-Z1 | Zuba/Dakwa Rd |  | BEHIND UNITED NUR AND PRY SCHOOL CHENCHENYA ALONG KADUNA ROAD. | FCT-T1 | Abuja | Niger | Saheed Olatunde | Godwin Amurawaiye | Johnson Oluwoye | Amwe Angbarity | Francis Chinedu Chukwu | Ian Akwe | Titus Obaje | 15 KVA | ACDG | Outdoor | On Air | P2 | INT-Secondary | INT | 9.1954 | 7.2023 | Manual | No | No | BTS | Yes | 35 | Conventional | Generator Only | ACDG - Conventional
FC2932 | IHS_NIG_1019C | IHS_NIG_1019 | FCT-Z1 | Zuba/Dakwa Rd |  | Tundun Wada Dakwa Off Dei Dei Road | FCT-T1 | Abuja | FCT | Saheed Olatunde | Godwin Amurawaiye | Johnson Oluwoye | Amwe Angbarity | Francis Chinedu Chukwu | Ian Akwe | Titus Obaje | 20 KVA | ACDG | Outdoor | On Air | P4 | INT Collo | INT | 9.108 | 7.2396 | Auto | No | Yes | BTS | Yes | 35 | Conventional | Solar + PC | ACDG - Solar+Li-Ion Hybrid
NI0129 | IHS_NIG_1075B | IHS_NIG_1075 | FCT-Z1 | Zuba/Dakwa Rd |  | A PIECE OF LAND AT TAFIDA GABODA KWAMBE PRIMARY SCHOOL, SULEJA, NIGER – STATE. | FCT-T1 | Abuja | Niger | Saheed Olatunde | Godwin Amurawaiye | Johnson Oluwoye | Amwe Angbarity | Ifetola Madaki | Ian Akwe | Titus Obaje | 20 KVA | ACDG | not specified | On Air | P4 | IHS Collo | IHSN | 9.2172 | 7.1674 | Auto | No | Yes | Terminal | Yes | 35 | Conventional | Solar + PC | ACDG - Solar+Li-Ion Hybrid
NI0142 | IHS_NIG_1076B | IHS_NIG_1076 | FCT-Z2 | Bwari |  | A Piece Of Land Beside Sabon Wuse Market, along Abuja-Kaduna Highway, Sabon Wuse, Tafa LGA, Niger State. | FCT-T4 | Abuja | Niger | Ogungbola Adewale Williams | Olabode Obed Kolawole | Johnson Oluwoye | Amwe Angbarity | Ifetola Madaki | Ian Akwe | Titus Obaje | 20 KVA | ACDG | not specified | On Air | P4 | IHS Collo | IHSN | 9.3024 | 7.2343 | auto | No | Yes | Terminal | Yes | 35 | Conventional | Solar + PC | ACDG - Solar+Li-Ion Hybrid
B3140 | IHS_OGN_0702E | B3140 | SANGO-Z2 | ATAN/OWODE |  | KM20,Ota Idiroko Expressway,Onibuku, Otta, Ogun | SANGO-T4 | Lagos | Ogun | Abdulsalam Olaide Opeyemi | Adewale Idris | Ufuoma Gbudje | Saheed Hamzah | Alebiosu, Joseph Ibukunoluwa | Micheal Oduh | Adanna Akingbohungbe | 22 KVA | ACDG | Outdoor | On Air | P3 | EMTS-SLB 2116 | IHSN | 6.6767 | 3.1294 | Auto | No | Yes | HUB | Yes | 70 | Conventional | Solar + PC | ACDG - Solar+Li-Ion Hybrid
B4001 | IHS_OGN_0707E | B4001 | ABE-Z2 | Obada |  | 3, Gabriel Beyioku Close, Behind W.A.E.C., Office, Onikolobo, Abeokuta, Ogun State | ABE-T3 | Lagos | Ogun | Olawale Ayodele | Akintoye Olatunji | Ufuoma Gbudje | Chiedozie Oko | John Adesina | Micheal Oduh | Adanna Akingbohungbe | 20 KVA | ACDG | Outdoor | On Air | P1 | EMTS-SLB 2116 | IHSN | 7.1189 | 3.3342 | Auto | No | No | HUB | Yes [No comms] | 45 | Conventional | PC | ACDG - Li-Ion Hybrid
B4005 | IHS_OGN_0711E | B4005 | Off Air | Off Air | Off Air | Off Air | Off Air | Off Air | Off Air | Off Air | Off Air | Off Air | Chiedozie Oko | Ibukunoluwa Oladele | Micheal Oduh | Adanna Akingbohungbe | No details | No details | Off Air | Off Air | P1 | Off Air | Off Air | Off Air | Off Air | Off Air | No | No | HUB | Off Air | 60 | Off Air | Off Air | Off Air
B4030 | IHS_OGN_0734E | B4030 | ABE-Z3 | Ayetoro |  | Oke Atan Compound, Imeko, Ogun State | ABE-T5 | Lagos | Ogun | Azeez Agbaje | Victor Nnamdi | Ufuoma Gbudje | Chiedozie Oko | Ajibola, Omotola Oluwatumininu | Micheal Oduh | Adanna Akingbohungbe | 20 KVA | ACDG | Outdoor | On Air | P1 | EMTS-SLB 2116 | IHSN | 7.4502 | 2.8441 | Auto | No | Yes | HUB | Yes [No comms] | 70 | Conventional | Solar + PC | ACDG - Solar+Li-Ion Hybrid
B4056 | IHS_OGN_0748E | B4056 | ABE-Z3 | Ayetoro |  | No. 50, Abeokuta Motor Road, Oke Oyingbo Quarters, Ayetoro, Yewa North, Ogun state | ABE-T5 | Lagos | Ogun | Azeez Agbaje | Victor Nnamdi | Ufuoma Gbudje | Chiedozie Oko | Ajibola, Omotola Oluwatumininu | Micheal Oduh | Adanna Akingbohungbe | 22 KVA | ACDG | Outdoor | On Air | P1 | EMTS-SLB 2116 | IHSN | 7.2417 | 3.0302 | Auto | No | Yes | HUB | Yes | 50 | Conventional | Solar + PC | ACDG - Solar+Li-Ion Hybrid
B4062 | IHS_OGN_0753E | B4062 | ABE-Z3 | Ilaro |  | Prince Oniyide's Plot,Fed.Polytechnic Rd.,Ilaro,Ogun | ABE-T6 | Lagos | Ogun | Sherrif Adeniran | Victor Nnamdi | Ufuoma Gbudje | Chiedozie Oko | Solomon Olajide | Micheal Oduh | Adanna Akingbohungbe | 22 KVA | ACDG | Outdoor | On Air | P3 | EMTS-SLB 2116 | IHSN | 6.8852 | 3.0044 | Auto | No | No | HUB | Yes [No comms] | 40 | Conventional | Solar + PC | ACDG - Solar+Li-Ion Hybrid
B4063 | IHS_OGN_0754E | B4063 | SANGO-Z1 | IFO |  | Opposite Gateway Petrol Station, Lagos-Abeokuta Express, Papalanto, Ogun state | SANGO-T2 | Lagos | Ogun | Olabode Olalekan | Olajide Olabisi | Ufuoma Gbudje | Chiedozie Oko | Ajibola, Omotola Oluwatumininu | Micheal Oduh | Adanna Akingbohungbe | 20 KVA | ACDG | Outdoor | On Air | P2 | EMTS-SLB 2116 | IHSN | 6.8856 | 3.1963 | Auto | No | Yes | HUB | Yes [No comms] | 70 | Conventional | Solar + PC | ACDG - Solar+Li-Ion Hybrid
B4064 | IHS_OGN_0755E | B4064 | ABE-Z2 | Obada |  | Moshood Abiola Polytechnic Abeokuta, Ogun state | ABE-T3 | Lagos | Ogun | Olawale Ayodele | Akintoye Olatunji | Ufuoma Gbudje | Chiedozie Oko | Ibukunoluwa Oladele | Micheal Oduh | Adanna Akingbohungbe | 33 KVA | ACDG | Outdoor | On Air | P1 | EMTS-SLB 2116 | IHSN | 7.1004 | 3.3314 | Auto | No | Yes | Backbone | Yes [No comms] | 35 | Conventional | PC | ACDG - Li-Ion Hybrid
B4065 | IHS_OGN_0756E | B4065 | ABE-Z2 | Obada |  | 18, Road 26,Abule Olokomeji, Reverend Ransome Kuti Road,Ibara, Abeokuta, Ogun State | ABE-T3 | Lagos | Ogun | Olawale Ayodele | Akintoye Olatunji | Ufuoma Gbudje | Chiedozie Oko | John Adesina | Micheal Oduh | Adanna Akingbohungbe | 22 KVA | ACDG | Outdoor | On Air | P2 | EMTS-SLB 2116 | IHSN | 7.1232 | 3.3475 | Auto | No | Yes | HUB | Yes | 45 | Conventional | Solar + PC | ACDG - Solar+Li-Ion Hybrid
B4070 | IHS_OGN_0759E | B4070 | Off Air | Off Air | Off Air | Off Air | Off Air | Off Air | Off Air | Off Air | Off Air | Off Air | Chiedozie Oko | John Adesina | Micheal Oduh | Adanna Akingbohungbe | 6.5 KW | DCDG | Off Air | Off Air | P3 | EMTS-SLB 2116 | IHSN | Off Air | Off Air | Off Air | No | No | HUB | Off Air | 50 | Off Air | Off Air | Off Air
B4077 | IHS_OGN_0763E | B4077 | ABE-Z1 | Obantoko |  | No 8 Alabata road, off Abeokuta -Ibadan Expressway Odeda, Ogun State | ABE-T1 | Lagos | Ogun | Bolaji Toheeb | Falajiki Ayodele | Ufuoma Gbudje | Chiedozie Oko | Ibukunoluwa Oladele | Micheal Oduh | Adanna Akingbohungbe | 27 KVA | ACDG | Outdoor | On Air | P1 | EMTS-SLB 2116 | IHSN | 7.2331 | 3.5265 | Auto | Yes | Yes | HUB | Yes | 50 | Conventional | Grid + PC | ACDG - Grid+Li-Ion Hybrid
B4085 | IHS_OGN_0766E | B4085 | ABE-Z2 | Obada |  | LATE SADIKU AKINTUNDE ADERIBIGBE'S COMPOUND SITUATE AT JAGUNA ROAD , OFF NEW AND OLD LAGOS -ABEOKUTA ROAD ITORI, EWEKORO LGA ITORI,OGUN STATE | ABE-T3 | Lagos | Ogun | Olawale Ayodele | Akintoye Olatunji | Ufuoma Gbudje | Chiedozie Oko | Ajibola, Omotola Oluwatumininu | Micheal Oduh | Adanna Akingbohungbe | 33 KVA | ACDG | Outdoor | On Air | P1 | EMTS-SLB 2116 | IHSN | 6.9347 | 3.2237 | Auto | No | Yes | HUB | Yes | 50 | Conventional | Solar + PC | ACDG - Solar+Li-Ion Hybrid
B4093 | IHS_OGN_0768E | B4093 | SANGO-Z2 | IDI IROKO |  | Olukade Compound, Ago Ilaro, Oke-Odan, Ogun State | SANGO-T6 | Lagos | Ogun | Wasiu Adebisi | Adewale Idris | Ufuoma Gbudje | Chiedozie Oko | Solomon Olajide | Micheal Oduh | Adanna Akingbohungbe | 33 KVA | ACDG | Outdoor | On Air | P1 | EMTS-SLB 2116 | IHSN | 6.703 | 2.9029 | Auto | No | Yes | HUB | Yes | 50 | Conventional | Solar + PC | ACDG - Solar+Li-Ion Hybrid
B4096 | IHS_OGN_0771E | B4096 | SANGO-Z2 | IDI IROKO |  | Ipadi Quaters, Ago-sasa, Ipokia, Ogun state | SANGO-T6 | Lagos | Ogun | Wasiu Adebisi | Adewale Idris | Ufuoma Gbudje | Chiedozie Oko | Solomon Olajide | Micheal Oduh | Adanna Akingbohungbe | 20 KVA | ACDG | Outdoor | On Air | P1 | EMTS-SLB 2116 | IHSN | 6.5815 | 2.7657 | Auto | No | Yes | HUB | Yes | 50 | Conventional | Solar + PC | ACDG - Solar+Li-Ion Hybrid
B4115 | IHS_OGN_0774E | B4115 | Off Air | Off Air | Off Air | Off Air | Off Air | Off Air | Off Air | Off Air | Off Air | Off Air | Chiedozie Oko | Ibukunoluwa Oladele | Micheal Oduh | Adanna Akingbohungbe | 20 KW | DCDG | Off Air | Off Air | P1 | EMTS-SLB 555 | IHSN | Off Air | Off Air | Off Air | No | No | HUB | Off Air | 45 | Off Air | Off Air | Off Air
B4121 | IHS_OGN_0776E | OG1060 | ABE-Z2 | Obada |  | Camrose House, Behind Labalaba Hostel, Ojere, Abeokuta, Ogun State | ABE-T3 | Lagos | Ogun | Olawale Ayodele | Akintoye Olatunji | Ufuoma Gbudje | Chiedozie Oko | Ibukunoluwa Oladele | Micheal Oduh | Adanna Akingbohungbe | 22 KVA | ACDG | Outdoor | On Air | P1 | EMTS-SLB 2116 | IHSN | 7.1119 | 3.3384 | Auto | No | Yes | HUB | Yes | 45 | Conventional | Solar + PC | ACDG - Solar+Li-Ion Hybrid
B4132 | IHS_OGN_0783E | B4132 | ABE-Z1 | Obantoko |  | Ijebu Village Junction, Off Alogi Street, Along Abeokuta - Ibadan Road, Obantoko, Abeokuta, Ogun state | ABE-T1 | Lagos | Ogun | Bolaji Toheeb | Falajiki Ayodele | Ufuoma Gbudje | Chiedozie Oko | Ibukunoluwa Oladele | Micheal Oduh | Adanna Akingbohungbe | 20 KVA | ACDG | Outdoor | On Air | P2 | EMTS-SLB 2116 | IHSN | 7.19 | 3.3977 | Auto | No | Yes | HUB | Yes | 35 | Conventional | Solar + PC | ACDG - Solar+Li-Ion Hybrid
B4135 | IHS_OGN_0785E | B4135 | Off Air | Off Air | Off Air | Off Air | Off Air | Off Air | Off Air | Off Air | Off Air | Off Air | Chiedozie Oko | Ajibola, Omotola Oluwatumininu | Micheal Oduh | Adanna Akingbohungbe | 6.5 KW | DCDG | Off Air | Off Air | P4 | EMTS-SLB 2116 | IHSN | Off Air | Off Air | Off Air | No | No | HUB | Off Air | 60 | Off Air | Off Air | Off Air
B5566 | IHS_OGN_0804E | B5566 | SANGO-Z2 | ATAN/OWODE |  | Ogunyomi Oluwale's Compound, Amode Quarters, Oke-Ore, Ado odo, Ota LGA, Ogun State | SANGO-T4 | Lagos | Ogun | Abdulsalam Olaide Opeyemi | Adewale Idris | Ufuoma Gbudje | Chiedozie Oko | Solomon Olajide | Micheal Oduh | Adanna Akingbohungbe | 20 KVA | ACDG | Indoor | On Air | P1 | EMTS-SLB 2116 | IHSN | 6.6751 | 3.0442 | Manual | No | No | HUB | Yes [No comms] | 70 | Conventional | Generator Only | ACDG - Conventional
B5626 | IHS_OGN_0806E | B5626 | Off Air | Off Air | Off Air | Off Air | Off Air | Off Air | Off Air | Off Air | Off Air | Off Air | Chiedozie Oko | Ibukunoluwa Oladele | Micheal Oduh | Adanna Akingbohungbe | 12 KW | DCDG | Off Air | Off Air | P1 | EMTS-SLB 555 | IHSN | Off Air | Off Air | Off Air | No | No | HUB | Off Air | 70 | Off Air | Off Air | Off Air
B5662 | IHS_OGN_0809E | B5662 | Off Air | Off Air | Off Air | Off Air | Off Air | Off Air | Off Air | Off Air | Off Air | Off Air | Chiedozie Oko | Ajibola, Omotola Oluwatumininu | Micheal Oduh | Adanna Akingbohungbe | 20 KVA | ACDG | Off Air | Off Air | P1 | EMTS-SLB 2116 | IHSN | Off Air | Off Air | Off Air | No | No | HUB | Off Air | 70 | Off Air | Off Air | Off Air
B3002 | IHS_OGN_0810E | B3002 | SANGO-Z1 | SANGO |  | 5 Olowoyo Close, Unity Estate, Ijoko Sango, Otta, Ogun State | SANGO-T1 | Lagos | Ogun | Ayokunle Oyedeji | Olajide Olabisi | Ufuoma Gbudje | Chiedozie Oko | Festus Adewuyi | Micheal Oduh | Adanna Akingbohungbe | 20 KVA | ACDG | Outdoor | On Air | P1 | EMTS-SLB 2116 | IHSN | 6.7481 | 3.2412 | Auto | No | Yes | HUB | Yes | 40 | Conventional | PC | ACDG - Li-Ion Hybrid
B3142 | IHS_OGN_0817E | B3142 | SANGO-Z1 | SANGO | MTN P1 | 197B, Iganmode Road, Ota, Ogun | SANGO-T1 | Lagos | Ogun | Ayokunle Oyedeji | Olajide Olabisi | Ufuoma Gbudje | Emmanuel Babalola | Alebiosu, Joseph Ibukunoluwa | Micheal Oduh | Adanna Akingbohungbe | 22 KVA | ACDG | Outdoor | On Air | P1 | EMTS-SLB 2116 | IHSN | 6.697 | 3.2395 | Auto | No | Yes | HUB | Yes | 35 | Conventional | Solar + PC | ACDG - Solar+Li-Ion Hybrid
B5082 | IHS_OGN_0832E | B5082 | SANGO-Z1 | SANGO |  | 26, Lukmon Oladehinde Street, Watergate Bus stop, Off Ijoko Road, Sango, Ogun state | SANGO-T1 | Lagos | Ogun | Ayokunle Oyedeji | Olajide Olabisi | Ufuoma Gbudje | Chiedozie Oko | Festus Adewuyi | Micheal Oduh | Adanna Akingbohungbe | 33 KVA | ACDG | Outdoor | On Air | P1 | EMTS-SLB 2116 | IHSN | 6.7322 | 3.2497 | Auto | No | Yes | HUB | Yes | 35 | Conventional | Solar + PC | ACDG - Solar+Li-Ion Hybrid
B5083 | IHS_OGN_0833E | B5083 | Off Air | Off Air | Off Air | Off Air | Off Air | Off Air | Off Air | Off Air | Off Air | Off Air | Chiedozie Oko | Festus Adewuyi | Micheal Oduh | Adanna Akingbohungbe | 13 KVA | ACDG | Off Air | Off Air | P1 | EMTS-SLB 2116 | IHSN | Off Air | Off Air | Off Air | No | No | HUB | Off Air | 35 | Off Air | Off Air | Off Air
B5112 | IHS_OGN_0835E | B5112 | SANGO-Z1 | SANGO |  | 10,BEYIOKU CLOSE SANGO OGUN STATE | SANGO-T1 | Lagos | Ogun | Ayokunle Oyedeji | Olajide Olabisi | Ufuoma Gbudje | Chiedozie Oko | Festus Adewuyi | Micheal Oduh | Adanna Akingbohungbe | 22 KVA | ACDG | Outdoor | On Air | P1 | EMTS-SLB 2116 | IHSN | 6.7112 | 3.2393 | Auto | No | Yes | HUB | Yes | 45 | Conventional | Solar + PC | ACDG - Solar+Li-Ion Hybrid
B3667 | IHS_OGN_0848E | B3667 | SANGO-Z3 | OTA |  | 3, Anifaloba Street, Off Mefu Road, Otta, Ogun state | SANGO-T3 | Lagos | Ogun | Yemi Ogunola | Adewale Idris | Ufuoma Gbudje | Emmanuel Babalola | Alebiosu, Joseph Ibukunoluwa | Micheal Oduh | Adanna Akingbohungbe | 15 KVA | ACDG | Outdoor | On Air | P3 | EMTS-SLB 2116 | IHSN | 6.6907 | 3.2301 | Auto | No | Yes | HUB | Yes | 45 | Conventional | PC | ACDG - Li-Ion Hybrid
B3959 | IHS_OGN_0851E | B3959 | SANGO-Z3 | OTA |  | ADEKUNLE COMPOUND off AKINWUNMI ROAD ADAGUN OTA OGUN STATE. | SANGO-T3 | Lagos | Ogun | Yemi Ogunola | Adewale Idris | Ufuoma Gbudje | Emmanuel Babalola | Alebiosu, Joseph Ibukunoluwa | Micheal Oduh | Adanna Akingbohungbe | 13 KVA | ACDG | Outdoor | On Air | P1 | EMTS-SLB 2116 | IHSN | 6.6958 | 3.1925 | Manual | No | No | HUB | Yes | 40 | Conventional | Generator Only | ACDG - Conventional
B4078 | IHS_OGN_0853E | B4078 | ABE-Z1 | Obantoko |  | Behind Apostolic Church Olodo, Along Abeokuta-Ibadan Road, Odeda L.G, Olodo, Ogun-State | ABE-T1 | Lagos | Ogun | Bolaji Toheeb | Falajiki Ayodele | Ufuoma Gbudje | Chiedozie Oko | Ibukunoluwa Oladele | Micheal Oduh | Adanna Akingbohungbe | 20 KVA | ACDG | Outdoor | On Air | P1 | EMTS-SLB 2116 | IHSN | 7.2986 | 3.6125 | Auto | No | Yes | HUB | Yes | 60 | Conventional | Solar + PC | ACDG - Solar+Li-Ion Hybrid
T0192 | IHS_OGN_0867A | T0192 | ABE-Z1 | Abeokuta Metro |  | GUDO QUARRY SAJE AREA, ABEOKUTA, OGUN STATE | ABE-T2 | Lagos | Ogun | Ajidagba Oyeniyi | Akintoye Olatunji | Ufuoma Gbudje | Chiedozie Oko | John Adesina | Micheal Oduh | Adanna Akingbohungbe | 27 KVA | ACDG | Indoor | On Air | P1 | INT-Primary | INT | 7.1811 | 3.3569 | Manual | No | No | HUB | Yes | 36 | Conventional | Generator Only | ACDG - Conventional
T0326 | IHS_OGN_0873A | T0326 | SANGO-Z1 | IFO |  | WEST AFRICAN PORTLAND CEMENT AT AGBESI ESTATE, EWEKORO, OGUN | SANGO-T2 | Lagos | Ogun | Olabode Olalekan | Olajide Olabisi | Ufuoma Gbudje | Chiedozie Oko | Ajibola, Omotola Oluwatumininu | Micheal Oduh | Adanna Akingbohungbe | 22 KVA | ACDG | Indoor | On Air | P1 | INT-Primary | INT | 6.8919 | 3.2019 | Auto | No | No | HUB | Yes | 55 | Conventional | Grid | ACDG - Grid (with BUB)
T0195 | IHS_OGN_0874A | T0195 | ABE-Z2 | Obada | MTN P1 | OGUN STATE RADIO BROADCASTING CORPORATION, OGUN STATE | ABE-T3 | Lagos | Ogun | Olawale Ayodele | Akintoye Olatunji | Ufuoma Gbudje | Chiedozie Oko | Ibukunoluwa Oladele | Micheal Oduh | Adanna Akingbohungbe | 27 KVA | ACDG | Indoor | On Air | P1 | INT-Primary | INT | 7.1261 | 3.3369 | Manual | No | No | HUB | Yes | 55 | Conventional | Generator Only | ACDG - Conventional
T0196 | IHS_OGN_0876A | T0196 | ABE-Z2 | Abeokuta North |  | SUNMADE OTORS ARO, ABEOKUTA | ABE-T4 | Lagos | Ogun | Tajudeen Kamoru | Akintoye Olatunji | Ufuoma Gbudje | Chiedozie Oko | John Adesina | Micheal Oduh | Adanna Akingbohungbe | 16 KVA | ACDG | Indoor | On Air | P4 | INT-Primary | INT | 7.1261 | 3.3 | Manual | No | No | BTS | Yes | 36 | Conventional | Generator Only | ACDG - Conventional
T0433 | IHS_OGN_0879A | T0433 | SANGO-Z2 | IDI IROKO | B 500 | CELE COMFORT JUNCTION, OFF OBANIKORO ROAD, SEME BORDER, IDIROKO, OGUN | SANGO-T6 | Lagos | Ogun | Wasiu Adebisi | Adewale Idris | Ufuoma Gbudje | Chiedozie Oko | Solomon Olajide | Micheal Oduh | Adanna Akingbohungbe | 15 KVA | ACDG | Indoor | On Air | P1 | INT-Primary | INT | 6.6589 | 2.755 | Manual | No | No | HUB | Yes | 70 | Conventional | Generator Only | ACDG - Conventional
T0505 | IHS_OGN_0895A | T0505 | SANGO-Z3 | OTA | B 500 | 111, IDIROKO ROAD, SANGO-OTA, SANGO, OGUN STATE | SANGO-T3 | Lagos | Ogun | Yemi Ogunola | Adewale Idris | Ufuoma Gbudje | Emmanuel Babalola | Alebiosu, Joseph Ibukunoluwa | Micheal Oduh | Adanna Akingbohungbe | 15 KVA | ACDG | Indoor | On Air | P1 | INT-Primary | INT | 6.6861 | 3.2169 | Manual | No | No | NFE | Yes | 36 | Conventional | Generator Only | ACDG - Conventional
T0926 | IHS_OGN_0896A | T0926 | ABE-Z1 | Obantoko | B 600 | ELEBUTE VILLAGE(FORMERLY JOS CARPET PREMISES) | ABE-T1 | Lagos | Ogun | Bolaji Toheeb | Falajiki Ayodele | Ufuoma Gbudje | Chiedozie Oko | Ibukunoluwa Oladele | Micheal Oduh | Adanna Akingbohungbe | 27 KVA | ACDG | Indoor | On Air | P1 | INT-Primary | INT | 7.24 | 3.4839 | Manual | No | No | NFE | Yes | 70 | Conventional | Generator Only | ACDG - Conventional
T0256 | IHS_OGN_0901A | T0256 | ABE-Z1 | Abeokuta Metro |  | KM 9 OLABISI ONABANJO ROAD, ABEOKUTA, OGUN STATE | ABE-T2 | Lagos | Ogun | Ajidagba Oyeniyi | Falajiki Ayodele | Ufuoma Gbudje | Chiedozie Oko | John Adesina | Micheal Oduh | Adanna Akingbohungbe | 27 KVA | ACDG | Indoor | On Air | P2 | INT-Primary | INT | 7.1431 | 3.4219 | Manual | No | No | BTS | Yes | 36 | Conventional | Generator Only | ACDG - Conventional
T0191 | IHS_OGN_0902A | T0191 | ABE-Z2 | Abeokuta North |  | 2, ARAROMI STREET, OLOMOORE, ABEOKUTA, OGUN STATE | ABE-T4 | Lagos | Ogun | Tajudeen Kamoru | Akintoye Olatunji | Ufuoma Gbudje | Chiedozie Oko | Ibukunoluwa Oladele | Micheal Oduh | Adanna Akingbohungbe | 33 KVA | ACDG | Indoor | On Air | P4 | INT-Primary | INT | 7.1431 | 3.3161 | Manual | No | No | Terminal | Yes | 36 | Conventional | Generator Only | ACDG - Conventional
T0740 | IHS_OGN_0904A | T0740 | SANGO-Z2 | ATAN/OWODE | B 500 / A-660 | AT ATAN TOWN, IGBESA | SANGO-T4 | Lagos | Ogun | Abdulsalam Olaide Opeyemi | Adewale Idris | Ufuoma Gbudje | Saheed Hamzah | Alebiosu, Joseph Ibukunoluwa | Micheal Oduh | Adanna Akingbohungbe | 15 KVA | ACDG | Indoor | On Air | P1 | INT-Primary | INT | 6.6489 | 3.0881 | Manual | No | No | HUB | Yes | 36 | Conventional | Generator Only | ACDG - Conventional
T0769 | IHS_OGN_0911A | T0769 | ABE-Z2 | Obada | B 600 | LALA VILLAGE, EWEKORO, VIA ABEOKUTA, OGUN STATE | ABE-T3 | Lagos | Ogun | Olawale Ayodele | Akintoye Olatunji | Ufuoma Gbudje | Chiedozie Oko | Ajibola, Omotola Oluwatumininu | Micheal Oduh | Adanna Akingbohungbe | 30 KVA | ACDG | Indoor | On Air | P1 | INT-Primary | INT | 7.0469 | 3.2581 | Manual | No | No | NFE | Yes | 35 | Conventional | Generator Only | ACDG - Conventional
T0765 | IHS_OGN_0913A | T6136 | ABE-Z1 | Abeokuta Metro | B 500 | ST. PETERS CATHEDRAL CHURCH, AKE, ABEOKUTA, OGUN STATE | ABE-T2 | Lagos | Ogun | Ajidagba Oyeniyi | Falajiki Ayodele | Ufuoma Gbudje | Chiedozie Oko | John Adesina | Micheal Oduh | Adanna Akingbohungbe | 27 KVA | ACDG | Indoor | On Air | P1 | INT-Primary | INT | 7.1689 | 3.3481 | Manual | No | No | HUB | Yes | 55 | Conventional | Generator Only | ACDG - Conventional
T0731 | IHS_OGN_0914A | T0731 | SANGO-Z1 | SANGO | B 600 | BEHIND SANGO OTTA GRAMMAR SCHOOL, ELERINKO FARMS PHASE 2 ALONG SANGO-IJOKO ROAD, SANGO OTTA, OGUN STATE | SANGO-T1 | Lagos | Ogun | Ayokunle Oyedeji | Olajide Olabisi | Ufuoma Gbudje | Chiedozie Oko | Festus Adewuyi | Micheal Oduh | Adanna Akingbohungbe | 30 KVA | ACDG | Indoor | On Air | P1 | INT-Primary | INT | 6.72 | 3.2539 | Auto | Yes | No | HUB | Yes | 25 | Conventional | Grid | ACDG - Grid (with BUB)
T0811 | IHS_OGN_0924A | T0811 | ABE-Z3 | Ayetoro | B 600 | CELESTIAL CHURCH OF CHRIST IMEKO PARISH, OLORUNDA, OGUN STATE | ABE-T5 | Lagos | Ogun | Azeez Agbaje | Victor Nnamdi | Ufuoma Gbudje | Chiedozie Oko | Ajibola, Omotola Oluwatumininu | Micheal Oduh | Adanna Akingbohungbe | 20 KVA | ACDG | Indoor | On Air | P1 | INT-Primary | INT | 7.2289 | 3.1419 | Manual | No | No | HUB | Yes | 55 | Conventional | Generator Only | ACDG - Conventional
T0568 | IHS_OGN_0927A | T0568 | SANGO-Z2 | IDI IROKO | B 600 | 22, RAJI APOYIN STREET, IKEJA, LAGOS STATE | SANGO-T6 | Lagos | Ogun | Wasiu Adebisi | Adewale Idris | Ufuoma Gbudje | Chiedozie Oko | Solomon Olajide | Micheal Oduh | Adanna Akingbohungbe | 20 KVA | ACDG | Indoor | On Air | P1 | INT-Primary | INT | 6.69 | 2.8611 | Manual | No | No | HUB | Yes [No comms] | 54 | Conventional | Generator Only | ACDG - Conventional
T0775 | IHS_OGN_0932A | T0775 | SANGO-Z2 | ATAN/OWODE |  | OKE PADRE, ADO-ODO | SANGO-T4 | Lagos | Ogun | Abdulsalam Olaide Opeyemi | Adewale Idris | Ufuoma Gbudje | Saheed Hamzah | Alebiosu, Joseph Ibukunoluwa | Micheal Oduh | Adanna Akingbohungbe | 15 KVA | ACDG | Indoor | On Air | P4 | INT-Primary | INT | 6.5689 | 2.9431 | Manual | No | No | BTS | Yes | 55 | Conventional | Generator Only | ACDG - Conventional
T0835 | IHS_OGN_0933A | T0835 | ABE-Z1 | Obantoko |  | OSIELE ABEOKUTA | ABE-T1 | Lagos | Ogun | Bolaji Toheeb | Falajiki Ayodele | Ufuoma Gbudje | Chiedozie Oko | Ibukunoluwa Oladele | Micheal Oduh | Adanna Akingbohungbe | 27 KVA | ACDG | Indoor | On Air | P2 | INT-Primary | INT | 7.1961 | 3.4631 | Manual | No | No | BTS | Yes | 55 | Conventional | Generator Only | ACDG - Conventional
T0863 | IHS_OGN_0934A | T0863 | SANGO-Z3 | OTA |  | 15, ABIODUN FALADE STREET, IYANA-IYESI OTTA, OGUN STATE | SANGO-T3 | Lagos | Ogun | Yemi Ogunola | Adewale Idris | Ufuoma Gbudje | Emmanuel Babalola | Alebiosu, Joseph Ibukunoluwa | Micheal Oduh | Adanna Akingbohungbe | 30 KVA | ACDG | Indoor | On Air | P2 | INT-Primary | INT | 6.685 | 3.1819 | Manual | No | No | BTS | Yes | 35 | Conventional | Generator Only | ACDG - Conventional
T0873 | IHS_OGN_0935A | T0873 | ABE-Z3 | Ilaro | B 600 | ILARO-IBESHE ROAD, OKE-OKO, IYA IBESHE, OGUN STATE | ABE-T6 | Lagos | Ogun | Sherrif Adeniran | Victor Nnamdi | Ufuoma Gbudje | Chiedozie Oko | Solomon Olajide | Micheal Oduh | Adanna Akingbohungbe | 15 KVA | ACDG | Indoor | On Air | P1 | INT-Primary | INT | 6.9481 | 3.0331 | Manual | No | No | HUB | Yes | 55 | Conventional | Generator Only | ACDG - Conventional
T0852 | IHS_OGN_0937A | T0852 | ABE-Z3 | Ilaro | B 500 | ILARO, OGUN | ABE-T6 | Lagos | Ogun | Sherrif Adeniran | Victor Nnamdi | Ufuoma Gbudje | Chiedozie Oko | Solomon Olajide | Micheal Oduh | Adanna Akingbohungbe | 20 KVA | ACDG | Indoor | On Air | P1 | INT-Primary | INT | 6.8919 | 2.9819 | Manual | No | No | NFE | Yes | 35 | Conventional | Generator Only | ACDG - Conventional
T0848 | IHS_OGN_0938A | T0848 | ABE-Z3 | Ilaro |  | YEWA SECONDARY SCHOOL IGBOGILA, ILARO | ABE-T6 | Lagos | Ogun | Sherrif Adeniran | Victor Nnamdi | Ufuoma Gbudje | Chiedozie Oko | Solomon Olajide | Micheal Oduh | Adanna Akingbohungbe | 20 KVA | ACDG | Indoor | On Air | P1 | INT-Primary | INT | 7.055 | 2.9689 | Manual | No | No | HUB | Yes [No comms] | 54 | Conventional | Generator Only | ACDG - Conventional
T0870 | IHS_OGN_0942A | OG0795 | ABE-Z2 | Abeokuta North |  | SOKOTO ROAD ALAMALA, ABEOKUTA, OGUN STATE | ABE-T4 | Lagos | Ogun | Tajudeen Kamoru | Akintoye Olatunji | Ufuoma Gbudje | Chiedozie Oko | Ajibola, Omotola Oluwatumininu | Micheal Oduh | Adanna Akingbohungbe | 22 KVA | ACDG | Indoor | On Air | P1 | INT-Primary | INT | 7.1661 | 3.2711 | Auto | Yes | Yes | Terminal | Yes | 35 | Conventional | Grid | ACDG - Grid (with BUB)
T0952 | IHS_OGN_0944A | T0952 | ABE-Z1 | Abeokuta Metro |  | KM 34, LISELA VILLAGE KOBAPE ROAD, IJEBU-ODE EXPRESS WAY, ABEOKUTA OBAFEMI-OWODE LGA, OGUN STATE | ABE-T2 | Lagos | Ogun | Ajidagba Oyeniyi | Falajiki Ayodele | Ufuoma Gbudje | Chiedozie Oko | Ibukunoluwa Oladele | Micheal Oduh | Adanna Akingbohungbe | 15 KVA | ACDG | Indoor | On Air | P4 | INT-Primary | INT | 7.0661 | 3.4111 | Manual | No | No | BTS | Yes | 54 | Conventional | Generator Only | ACDG - Conventional
T0922 | IHS_OGN_0945A | T0922 | SANGO-Z2 | IDI IROKO |  | OWODE IDI-IROKO EXPRESSWAY, ILASHE, EGBADO SOUTH, OGUN STATE | SANGO-T6 | Lagos | Ogun | Wasiu Adebisi | Adewale Idris | Ufuoma Gbudje | Chiedozie Oko | Solomon Olajide | Micheal Oduh | Adanna Akingbohungbe | 22 KVA | ACDG | Outdoor | On Air | P4 | INT-Primary | INT | 6.6919 | 2.8019 | Auto | No | Yes | BTS | Yes | 36 | Conventional | PC | ACDG - Li-Ion Hybrid
T0851 | IHS_OGN_0947A | T0851 | SANGO-Z1 | IFO |  | IBOGUN ALAPOTI VILLAGE, IFO LGA, OGUN STATE | SANGO-T2 | Lagos | Ogun | Olabode Olalekan | Olajide Olabisi | Ufuoma Gbudje | Chiedozie Oko | Ajibola, Omotola Oluwatumininu | Micheal Oduh | Adanna Akingbohungbe | 15 KVA | ACDG | Outdoor | On Air | P1 | INT-Primary | INT | 6.81 | 3.1211 | Auto | No | Yes | HUB | Yes | 54 | Conventional | Solar + PC | ACDG - Solar+Li-Ion Hybrid
T0880 | IHS_OGN_0948A | T0880 | ABE-Z3 | Ilaro | B 500 | ALONG ILARO TO OJA-ODAN EXPRESS ROAD, EBUTTE-IGBORO, EGBADO NORTH, OGUN STATE | ABE-T6 | Lagos | Ogun | Sherrif Adeniran | Victor Nnamdi | Ufuoma Gbudje | Chiedozie Oko | Solomon Olajide | Micheal Oduh | Adanna Akingbohungbe | 22 KVA | ACDG | Indoor | On Air | P1 | INT-Primary | INT | 6.885 | 2.8939 | Manual | No | No | HUB | Yes | 54 | Conventional | Generator Only | ACDG - Conventional
T0923 | IHS_OGN_0951A | T0923 | SANGO-Z2 | IDI IROKO |  | ALONG IDIROKO OWODE ROAD, ISEJE COMPOUND AJILETE, EGBADO SOUTH LGA, OGUN STATE | SANGO-T6 | Lagos | Ogun | Wasiu Adebisi | Adewale Idris | Ufuoma Gbudje | Chiedozie Oko | Solomon Olajide | Micheal Oduh | Adanna Akingbohungbe | 15 KVA | ACDG | Outdoor | On Air | P4 | INT-Primary | INT | 6.6989 | 2.9219 | Auto | No | Yes | BTS | Yes | 54 | Conventional | Solar + PC | ACDG - Solar+Li-Ion Hybrid
T0961 | IHS_OGN_0956A | T0961 | ABE-Z3 | Ilaro |  | ILARO/OJA-ODAN EXPRESSWAY, OJA-ODAN, OGUN STATE | ABE-T6 | Lagos | Ogun | Sherrif Adeniran | Victor Nnamdi | Ufuoma Gbudje | Chiedozie Oko | Solomon Olajide | Micheal Oduh | Adanna Akingbohungbe | 20 KVA | ACDG | Indoor | On Air | P1 | INT-Primary | INT | 6.8969 | 2.855 | Manual | No | No | HUB | Yes | 54 | Conventional | Generator Only | ACDG - Conventional
T0971 | IHS_OGN_0960A | T0971 | Off Air | Off Air | Off Air | Off Air | Off Air | Off Air | Off Air | Off Air | Off Air | Off Air | Chiedozie Oko | Festus Adewuyi | Micheal Oduh | Adanna Akingbohungbe | No details | No details | Off Air | Off Air | P1 | Off Air | Off Air | Off Air | Off Air | Off Air | No | No | NFE | Off Air | 50 | Off Air | Off Air | Off Air
T0984 | IHS_OGN_0962A | T0984 | SANGO-Z3 | OTA | B 400 | ALONG ITELE IGBO ELEIDI OTA ADO-ODO OTA LGA | SANGO-T3 | Lagos | Ogun | Yemi Ogunola | Adewale Idris | Ufuoma Gbudje | Emmanuel Babalola | Alebiosu, Joseph Ibukunoluwa | Micheal Oduh | Adanna Akingbohungbe | 27 KVA | ACDG | Indoor | On Air | P1 | INT-Primary | INT | 6.6674 | 3.2228 | Manual | No | No | NFE | Yes [No comms] | 36 | Conventional | Generator Only | ACDG - Conventional
T0876 | IHS_OGN_0964A | T0876 | SANGO-Z2 | IDI IROKO |  | OKE-OKO QUARTERS, IJOFIN VILAGE, IPOKIA LGA, OGUN STATE | SANGO-T6 | Lagos | Ogun | Wasiu Adebisi | Adewale Idris | Ufuoma Gbudje | Chiedozie Oko | Solomon Olajide | Micheal Oduh | Adanna Akingbohungbe | 20 KVA | ACDG | Indoor | On Air | P4 | INT-Primary | INT | 6.5081 | 2.7239 | Manual | No | No | BTS | Yes [No comms] | 54 | Conventional | Generator Only | ACDG - Conventional
T0899 | IHS_OGN_0965A | T0899 | ABE-Z2 | Abeokuta North |  | JOGA ROAD, ISHAGA ORILE ABEOKUTA NORTH LGA, OGUN STATE | ABE-T4 | Lagos | Ogun | Tajudeen Kamoru | Akintoye Olatunji | Ufuoma Gbudje | Chiedozie Oko | Ajibola, Omotola Oluwatumininu | Micheal Oduh | Adanna Akingbohungbe | 15 KVA | ACDG | Indoor | On Air | P4 | INT-Primary | INT | 7.1 | 3.1589 | Manual | No | No | BTS | Yes | 70 | Conventional | Generator Only | ACDG - Conventional
T6411 | IHS_OGN_0976A | T6411 | SANGO-Z1 | SANGO |  | ALONG KOLA-BUSARI STREET, ADALEMO AREA, SANGO-OTA, ADO-ODO OTA LGA | SANGO-T1 | Lagos | Lagos | Ayokunle Oyedeji | Olajide Olabisi | Ufuoma Gbudje | Chiedozie Oko | Festus Adewuyi | Micheal Oduh | Adanna Akingbohungbe | 27 KVA | ACDG | Indoor | On Air | P4 | INT-Primary | INT | 6.7039 | 3.2561 | Manual | No | No | BTS | Yes [No comms] | 36 | Conventional | Generator Only | ACDG - Conventional
T6412 | IHS_OGN_0979A | T6412 | ABE-Z1 | Obantoko |  | EWEJE VILLAGE VIA ODEDA,OGUN STATE | ABE-T1 | Lagos | Ogun | Bolaji Toheeb | Falajiki Ayodele | Ufuoma Gbudje | Chiedozie Oko | Ibukunoluwa Oladele | Micheal Oduh | Adanna Akingbohungbe | 20 KVA | ACDG | Indoor | On Air | P4 | INT-Primary | INT | 7.2269 | 3.5069 | Manual | No | No | BTS | Yes | 36 | Conventional | Generator Only | ACDG - Conventional
T0969 | IHS_OGN_0980A | T0969 | SANGO-Z2 | IDI IROKO |  | IKPOKIA TOWN, ABEOKUTA PROVINCE, OGUN STATE | SANGO-T6 | Lagos | Ogun | Wasiu Adebisi | Adewale Idris | Ufuoma Gbudje | Chiedozie Oko | Solomon Olajide | Micheal Oduh | Adanna Akingbohungbe | 15 KVA | ACDG | Indoor | On Air | P1 | INT-Primary | INT | 6.5311 | 2.8419 | Manual | No | No | HUB | Yes [No comms] | 55 | Conventional | Generator Only | ACDG - Conventional
T6455 | IHS_OGN_0987A | T6455 | ABE-Z1 | Obantoko | MTN P1 | LESO VILLAGE NEAR KASAMADUPE BLOCK INDUSTRY, ABEOKUTA | ABE-T1 | Lagos | Ogun | Bolaji Toheeb | Falajiki Ayodele | Ufuoma Gbudje | Chiedozie Oko | Ibukunoluwa Oladele | Micheal Oduh | Adanna Akingbohungbe | 20 KVA | ACDG | Indoor | On Air | P1 | INT-Primary | INT | 7.185 | 3.4311 | Manual | No | No | NFE | Yes | 55 | Conventional | Generator Only | ACDG - Conventional
T0884 | IHS_OGN_0988A | T0884 | SANGO-Z2 | ATAN/OWODE |  | Progressive Lane, Adenigba road, orile Onibuko, Ado Odo/Ota LGA, Ogun state | SANGO-T4 | Lagos | Ogun | Abdulsalam Olaide Opeyemi | Adewale Idris | Ufuoma Gbudje | Saheed Hamzah | Alebiosu, Joseph Ibukunoluwa | Micheal Oduh | Adanna Akingbohungbe | 22 KVA | ACDG | Indoor | On Air | P2 | INT-Primary | INT | 6.6769 | 3.1239 | Manual | No | No | BTS | Yes | 36 | Conventional | Generator Only | ACDG - Conventional
T0026 | IHS_OGN_0990A | T0026 | SANGO-Z2 | ATAN/OWODE |  | ALONG ADO-ODO OTA | SANGO-T4 | Lagos | Ogun | Abdulsalam Olaide Opeyemi | Adewale Idris | Ufuoma Gbudje | Saheed Hamzah | Alebiosu, Joseph Ibukunoluwa | Micheal Oduh | Adanna Akingbohungbe | 15 KVA | ACDG | Indoor | On Air | P4 | INT-Primary | INT | 6.6361 | 3.0319 | Manual | No | No | BTS | Yes [No comms] | 46 | Conventional | Generator Only | ACDG - Conventional
T0307 | IHS_OGN_0991A | T0307 | ABE-Z3 | Ilaro |  | IGAN-OKOTO, EGBADO NORTH LGA, OGUN STATE | ABE-T6 | Lagos | Ogun | Sherrif Adeniran | Victor Nnamdi | Ufuoma Gbudje | Chiedozie Oko | Solomon Olajide | Micheal Oduh | Adanna Akingbohungbe | 27 KVA | ACDG | Indoor | On Air | P2 | INT-Primary | INT | 7.14 | 3.0481 | Manual | No | No | NFE | Yes | 70 | Conventional | Generator Only | ACDG - Conventional
T6462 | IHS_OGN_0993A | T6462 | SANGO-Z2 | ATAN/OWODE |  | ALONG IROGUN IKERE ROAD, OFF IWOYE ROAD, IWOLE, OGUN STATE | SANGO-T4 | Lagos | Ogun | Abdulsalam Olaide Opeyemi | Adewale Idris | Ufuoma Gbudje | Chiedozie Oko | Solomon Olajide | Micheal Oduh | Adanna Akingbohungbe | 15 KVA | ACDG | Indoor | On Air | P1 | INT-Primary | INT | 6.7969 | 3.0131 | Manual | No | No | HUB | Yes | 54 | Conventional | Generator Only | ACDG - Conventional
OG3006 | IHS_OGN_0999A | OG3006 | ABE-Z1 | Abeokuta Metro | B 500 | Lakiri Village Abeokuta | ABE-T2 | Lagos | Ogun | Ajidagba Oyeniyi | Falajiki Ayodele | Ufuoma Gbudje | Chiedozie Oko | John Adesina | Micheal Oduh | Adanna Akingbohungbe | 27 KVA | ACDG | Indoor | On Air | P1 | INT-Primary | INT | 7.14 | 3.45 | Manual | No | No | NFE | Yes | 70 | Conventional | Generator Only | ACDG - Conventional
T0778 | IHS_OGN_1000A | T0778 | ABE-Z3 | Ayetoro | MTN P1 | GAA QUARTER IMEKO AFON, IMEKO AFON LGA | ABE-T5 | Lagos | Ogun | Azeez Agbaje | Victor Nnamdi | Ufuoma Gbudje | Chiedozie Oko | Ajibola, Omotola Oluwatumininu | Micheal Oduh | Adanna Akingbohungbe | 15 KVA | ACDG | Indoor | On Air | P1 | INT-Primary | INT | 7.4561 | 2.8489 | Manual | No | No | HUB | Yes | 54 | Conventional | Generator Only | ACDG - Conventional
T6186 | IHS_OGN_1003A | T6186 | ABE-Z3 | Ilaro |  | ALONG OBELE OJA ODAN ROAD OHUNBE | ABE-T6 | Lagos | Ogun | Sherrif Adeniran | Victor Nnamdi | Ufuoma Gbudje | Chiedozie Oko | Solomon Olajide | Micheal Oduh | Adanna Akingbohungbe | 20 KVA | ACDG | Indoor | On Air | P4 | INT-Primary | INT | 6.925 | 2.745 | Manual | No | No | BTS | Yes [No comms] | 55 | Conventional | Generator Only | ACDG - Conventional
T0947 | IHS_OGN_1006A | T0947 | SANGO-Z2 | IDI IROKO |  | AGOSASA IPOKIA ROAD, OGUN STATE | SANGO-T6 | Lagos | Ogun | Wasiu Adebisi | Adewale Idris | Ufuoma Gbudje | Chiedozie Oko | Solomon Olajide | Micheal Oduh | Adanna Akingbohungbe | 15 KVA | ACDG | Indoor | On Air | P4 | INT-Primary | INT | 6.5761 | 2.7781 | Manual | No | No | BTS | Yes [No comms] | 54 | Conventional | Generator Only | ACDG - Conventional
T6238 | IHS_OGN_1010A | T6238 | SANGO-Z1 | IFO | B 500 | KAJOLA RAILWAY STATION, SERIKI ROAD, IFO LGA, OGUN STATE | SANGO-T2 | Lagos | Ogun | Olabode Olalekan | Olajide Olabisi | Ufuoma Gbudje | Chiedozie Oko | Ajibola, Omotola Oluwatumininu | Micheal Oduh | Adanna Akingbohungbe | 6.5 KW | DCDG | Outdoor | On Air | P1 | INT-Primary | INT | 6.7961 | 3.2439 | Manual | No | No | HUB | Yes | 55 | Non-Conventional | Generator Only | DCDG - Deep Cycle
T6251 | IHS_OGN_1013A | T6251 | ABE-Z3 | Ilaro | B 500 | ALONG IJOUN/IJALE KETU ROAD, IJOUN, EGBADO NORTH LGA, OGUN STATE | ABE-T6 | Lagos | Ogun | Sherrif Adeniran | Victor Nnamdi | Ufuoma Gbudje | Chiedozie Oko | Solomon Olajide | Micheal Oduh | Adanna Akingbohungbe | 15 KVA | ACDG | Indoor | On Air | P1 | INT-Primary | INT | 7.1669 | 2.845 | Manual | No | No | HUB | Yes [No comms] | 55 | Conventional | Generator Only | ACDG - Conventional
T6481 | IHS_OGN_1015A | T6481 | SANGO-Z3 | OTA |  | ILISA EGUSHI FAMILY LAND, OFF IDIROKO ROAD, BENJA VILLAGE, IYANA IYESI OTTA, OGUN STATE | SANGO-T3 | Lagos | Ogun | Yemi Ogunola | Adewale Idris | Ufuoma Gbudje | Emmanuel Babalola | Alebiosu, Joseph Ibukunoluwa | Micheal Oduh | Adanna Akingbohungbe | 33 KVA | ACDG | Outdoor | On Air | P1 | INT-Primary | INT | 6.6919 | 3.1789 | Auto | No | Yes | HUB | Yes | 55 | Conventional | Solar + PC | ACDG - Solar+Li-Ion Hybrid
T6275 | IHS_OGN_1018A | T6275 | SANGO-Z1 | IFO |  | ARIGBAJO ABOMU VILLAGE, IFO, OGUN STATE | SANGO-T2 | Lagos | Ogun | Olabode Olalekan | Olajide Olabisi | Ufuoma Gbudje | Chiedozie Oko | Ajibola, Omotola Oluwatumininu | Micheal Oduh | Adanna Akingbohungbe | 20 KVA | ACDG | Outdoor | On Air | P4 | INT-Primary | INT | 6.8519 | 3.1919 | Auto | No | Yes | BTS | Yes [No comms] | 36 | Conventional | PC | ACDG - Li-Ion Hybrid
OG3008 | IHS_OGN_1019A | OG3008 | ABE-Z1 | Obantoko | B 500 | SANYAOLU OLOBE VILLAGE, ODEDE L.G.A, OGUN STATE | ABE-T1 | Lagos | Ogun | Bolaji Toheeb | Falajiki Ayodele | Ufuoma Gbudje | Chiedozie Oko | Ibukunoluwa Oladele | Micheal Oduh | Adanna Akingbohungbe | 27 KVA | ACDG | Indoor | On Air | P1 | INT-Primary | INT | 7.2289 | 3.6 | Manual | No | No | HUB | Yes | 52 | Non-Conventional | Generator Only | DCDG - Deep Cycle
T6252 | IHS_OGN_1024A | T6252 | SANGO-Z2 | IDI IROKO |  | ALONG ASIPA/IKORODU ROAD, EGBADO SOUTH LGA, OGUN STATE | SANGO-T6 | Lagos | Ogun | Wasiu Adebisi | Adewale Idris | Ufuoma Gbudje | Chiedozie Oko | Solomon Olajide | Micheal Oduh | Adanna Akingbohungbe | 20 KVA | ACDG | Outdoor | On Air | P4 | INT-Primary | INT | 6.7139 | 2.83 | Auto | No | Yes | BTS | Yes | 54 | Conventional | Solar + PC | ACDG - Solar+Li-Ion Hybrid
T6249 | IHS_OGN_1028A | T6249 | SANGO-Z2 | IDI IROKO |  | ALONG OKE-ODAN/ EYEKANSE ROAD OKE-ODAN, EGBADO SOUTH LGA, OGUN STATE | SANGO-T6 | Lagos | Ogun | Wasiu Adebisi | Adewale Idris | Ufuoma Gbudje | Chiedozie Oko | Solomon Olajide | Micheal Oduh | Adanna Akingbohungbe | 16 KVA | ACDG | Outdoor | On Air | P4 | INT-Primary | INT | 6.6931 | 2.8989 | Auto | No | Yes | BTS | Yes | 36 | Conventional | Solar + PC | ACDG - Solar+Li-Ion Hybrid
T6471 | IHS_OGN_1032A | T6471 | ABE-Z3 | Ilaro |  | ALONG ILARO/IMASAYI ROAD, EGBADO LGA, OGUN STATE | ABE-T6 | Lagos | Ogun | Sherrif Adeniran | Victor Nnamdi | Ufuoma Gbudje | Chiedozie Oko | Solomon Olajide | Micheal Oduh | Adanna Akingbohungbe | 15 KVA | ACDG | Outdoor | On Air | P4 | INT-Primary | INT | 7.0711 | 3.0711 | Auto | No | Yes | BTS | Yes | 36 | Conventional | Solar + PC | ACDG - Solar+Li-Ion Hybrid
T6487 | IHS_OGN_1040A | T6487 | SANGO-Z3 | OTA |  | ADEBISI'S PLOT, DADA ASAILA ESTATE, BEHIND OBASANJO FARM, OTA, OGUN STATE | SANGO-T3 | Lagos | Ogun | Yemi Ogunola | Adewale Idris | Ufuoma Gbudje | Emmanuel Babalola | Alebiosu, Joseph Ibukunoluwa | Micheal Oduh | Adanna Akingbohungbe | 27 KVA | ACDG | Outdoor | On Air | P1 | INT-Primary | INT | 6.66 | 3.2061 | Auto | No | Yes | Terminal | Yes [No comms] | 36 | Conventional | Solar + PC | ACDG - Solar+Li-Ion Hybrid
T6253 | IHS_OGN_1044A | T6253 | SANGO-Z2 | ATAN/OWODE |  | OFF SANGO OTA/OWODE ROAD, OSE AREA AJIBAWO ADO-ODO OTA, OGUN | SANGO-T4 | Lagos | Ogun | Abdulsalam Olaide Opeyemi | Adewale Idris | Ufuoma Gbudje | Chiedozie Oko | Solomon Olajide | Micheal Oduh | Adanna Akingbohungbe | 33 KVA | ACDG | Outdoor | On Air | P1 | INT-Primary | INT | 6.6731 | 3.0581 | Auto | No | Yes | Terminal | Yes | 55 | Conventional | Solar + PC | ACDG - Solar+Li-Ion Hybrid
T6415 | IHS_OGN_1047A | T6415 | SANGO-Z2 | ATAN/OWODE |  | ALONG ERINJA-ILOBI ROAD, ILOBI, EGBADO SOUTH LGA, OGUN STATE | SANGO-T4 | Lagos | Ogun | Abdulsalam Olaide Opeyemi | Adewale Idris | Ufuoma Gbudje | Chiedozie Oko | Solomon Olajide | Micheal Oduh | Adanna Akingbohungbe | 20 KVA | ACDG | Outdoor | On Air | P4 | INT-Primary | INT | 6.7039 | 3.0381 | Auto | No | Yes | HUB | Yes | 54 | Conventional | Solar + PC | ACDG - Solar+Li-Ion Hybrid
T6232 | IHS_OGN_1050A | T6232 | ABE-Z3 | Ilaro |  | IGAN OKOTO/SAWONJO ROAD,SAWONJO,YEWA NORTH LGA,OGUN STATE | ABE-T6 | Lagos | Ogun | Sherrif Adeniran | Victor Nnamdi | Ufuoma Gbudje | Chiedozie Oko | Solomon Olajide | Micheal Oduh | Adanna Akingbohungbe | 20 KVA | ACDG | Outdoor | On Air | P1 | INT-Primary | INT | 7.0969 | 3.0081 | Auto | No | Yes | HUB | Yes | 55 | Conventional | Solar + PC | ACDG - Solar+Li-Ion Hybrid
T6421 | IHS_OGN_1051A | T6421 | ABE-Z1 | Abeokuta Metro | MTN P1 | ALONG AYEROSE ROAD OPP SMC, BEHIND SAM EWANG ESTATE, ERUNWON ABEOKUTA, OGUN STATE | ABE-T2 | Lagos | Ogun | Ajidagba Oyeniyi | Falajiki Ayodele | Ufuoma Gbudje | Chiedozie Oko | John Adesina | Micheal Oduh | Adanna Akingbohungbe | 20 KVA | ACDG | Outdoor | On Air | P1 | INT-Primary | INT | 7.135 | 3.3889 | Manual | No | No | HUB | Yes | 54 | Conventional | Generator Only | ACDG - Conventional
T6184 | IHS_OGN_1052A | T6184 | ABE-Z3 | Ilaro |  | ILARO/IMASA ROAD, ABULE OKE, ILARO YEWA LGA, OGUN STATE | ABE-T6 | Lagos | Ogun | Sherrif Adeniran | Victor Nnamdi | Ufuoma Gbudje | Chiedozie Oko | Solomon Olajide | Micheal Oduh | Adanna Akingbohungbe | 22 KVA | ACDG | Outdoor | On Air | P4 | INT-Primary | INT | 7.0231 | 3.0431 | Auto | No | Yes | BTS | Yes [No comms] | 36 | Conventional | PC | ACDG - Li-Ion Hybrid
T6185 | IHS_OGN_1053A | T6185 | ABE-Z2 | Abeokuta North | B 600 | JOGA ORILE ROAD, JOGA YEWA NORTH LGA | ABE-T4 | Lagos | Ogun | Tajudeen Kamoru | Akintoye Olatunji | Ufuoma Gbudje | Chiedozie Oko | Ibukunoluwa Oladele | Micheal Oduh | Adanna Akingbohungbe | 20 KVA | ACDG | Outdoor | On Air | P1 | INT-Primary | INT | 7.11 | 3.1311 | Auto | No | Yes | HUB | Yes | 55 | Conventional | Solar + PC | ACDG - Solar+Li-Ion Hybrid
T6259 | IHS_OGN_1056A | T6259 | ABE-Z2 | Abeokuta North |  | OPEBI ROAD, ILEWO AYETORO ROAD, ILEWO ORILE | ABE-T4 | Lagos | Ogun | Tajudeen Kamoru | Akintoye Olatunji | Ufuoma Gbudje | Chiedozie Oko | John Adesina | Micheal Oduh | Adanna Akingbohungbe | 15 KVA | ACDG | Indoor | On Air | P4 | INT-Primary | INT | 7.1519 | 3.1981 | Manual | No | No | BTS | Yes | 70 | Conventional | Generator Only | ACDG - Conventional
T6183 | IHS_OGN_1060A | T6183 | SANGO-Z2 | IDI IROKO |  | TAME COMPOUND TUBE, EGBADO SOUTH LGA, OGUN STATE | SANGO-T6 | Lagos | Ogun | Wasiu Adebisi | Adewale Idris | Ufuoma Gbudje | Chiedozie Oko | Solomon Olajide | Micheal Oduh | Adanna Akingbohungbe | 15 KVA | ACDG | Outdoor | On Air | P1 | INT-Primary | INT | 6.5261 | 2.7769 | Auto | No | Yes | HUB | Yes [No comms] | 55 | Conventional | Solar + PC | ACDG - Solar+Li-Ion Hybrid
T6445 | IHS_OGN_1065A | T6445 | ABE-Z2 | Obada |  | ALONG AKOLU ROAD, AGO-OWU QUARTERS, OBA TOWN, OBAFEMI-OWODE LGA | ABE-T3 | Lagos | Ogun | Olawale Ayodele | Akintoye Olatunji | Ufuoma Gbudje | Chiedozie Oko | Ibukunoluwa Oladele | Micheal Oduh | Adanna Akingbohungbe | 20 KVA | ACDG | Indoor | On Air | P4 | INT-Primary | INT | 7.04 | 3.3531 | Manual | No | No | BTS | Yes | 36 | Conventional | Generator Only | ACDG - Conventional
T6216 | IHS_OGN_1068A | OG0735 | ABE-Z1 | Obantoko |  | 46, AGBENUOYE ESTATE, SOMORIN RD, OBANTOKO, ABEOKUTA, OGUN STATE | ABE-T1 | Lagos | Ogun | Bolaji Toheeb | Falajiki Ayodele | Ufuoma Gbudje | Chiedozie Oko | Ibukunoluwa Oladele | Micheal Oduh | Adanna Akingbohungbe | 33 KVA | ACDG | Outdoor | On Air | P1 | INT-Primary | INT | 7.1681 | 3.41 | Auto | No | Yes | Terminal | Yes | 36 | Conventional | Solar + PC | ACDG - Solar+Li-Ion Hybrid
T6298 | IHS_OGN_1071A | T6298 | SANGO-Z3 | IGBESA/LUSADA | MTN P1 | ALONG CAPTAIN DAVID ROAD VIA SURIN RIVER, IGBESA, OGUN STATE | SANGO-T5 | Lagos | Ogun | Ridwan Muftau | Adewale Idris | Ufuoma Gbudje | Saheed Hamzah | Alebiosu, Joseph Ibukunoluwa | Micheal Oduh | Adanna Akingbohungbe | 22 KVA | ACDG | Outdoor | On Air | P1 | INT-Primary | INT | 6.5411 | 3.1369 | Auto | No | Yes | HUB | Yes | 55 | Conventional | Solar + PC | ACDG - Solar+Li-Ion Hybrid
OG2548 | IHS_OGN_1076A | OG2548 | SANGO-Z2 | IDI IROKO |  | 162 OBA PALACE ROAD, LAYORI COMPOUND, IDOLOGUN YEWA SOUTH L.G.A, OGUN STATE | SANGO-T6 | Lagos | Ogun | Wasiu Adebisi | Adewale Idris | Ufuoma Gbudje | Chiedozie Oko | Solomon Olajide | Micheal Oduh | Adanna Akingbohungbe | 15 KVA | ACDG | Outdoor | On Air | P1 | INT-Primary | INT | 6.7739 | 2.8161 | Auto | No | Yes | HUB | Yes | 55 | Conventional | PC | ACDG - Li-Ion Hybrid
OG2097 | IHS_OGN_1082A | OG2097 | ABE-Z3 | Ayetoro |  | 4, BAJOMO STREET, AIYETORO, YEWA LGA, OGUN STATE | ABE-T5 | Lagos | Ogun | Azeez Agbaje | Victor Nnamdi | Ufuoma Gbudje | Chiedozie Oko | Ajibola, Omotola Oluwatumininu | Micheal Oduh | Adanna Akingbohungbe | 15 KVA | ACDG | Outdoor | On Air | P4 | INT-Primary | INT | 7.2339 | 3.01 | Auto | No | Yes | BTS | Yes | 55 | Conventional | Solar + PC | ACDG - Solar+Li-Ion Hybrid
OG2056 | IHS_OGN_1084A | OG2056 | SANGO-Z3 | IGBESA/LUSADA |  | ALONG MUTA ROAD, MUTA-IGBESA, ADO ODO, OTA LGA, OGUN STATE | SANGO-T5 | Lagos | Ogun | Ridwan Muftau | Adewale Idris | Ufuoma Gbudje | Saheed Hamzah | Alebiosu, Joseph Ibukunoluwa | Micheal Oduh | Adanna Akingbohungbe | 20 KVA | ACDG | Outdoor | On Air | P4 | INT-Primary | INT | 6.5569 | 3.1481 | Auto | No | Yes | BTS | Yes | 55 | Conventional | PC | ACDG - Li-Ion Hybrid
OG2029 | IHS_OGN_1085A | OG2029 | ABE-Z2 | Obada |  | SHOGADE AFOWOWA VILLAGE ALONG BERGA,ITORI LAGOS RD,ABEOKUTA OGUN | ABE-T3 | Lagos | Ogun | Olawale Ayodele | Akintoye Olatunji | Ufuoma Gbudje | Chiedozie Oko | Ajibola, Omotola Oluwatumininu | Micheal Oduh | Adanna Akingbohungbe | 20 KVA | ACDG | Outdoor | On Air | P3 | INT-Primary | INT | 6.9589 | 3.2239 | Manual | Yes | Yes | BTS | Yes | 36 | Conventional | Grid | ACDG - Grid (with BUB)
OG2542 | IHS_OGN_1086A | OG2542 | SANGO-Z2 | IDI IROKO |  | 142 IFONYINTEDO ROAD, KESE COMPOUND, ALARI, EGBADO SOUTH LGA, OGUN STATE | SANGO-T6 | Lagos | Ogun | Wasiu Adebisi | Adewale Idris | Ufuoma Gbudje | Chiedozie Oko | Solomon Olajide | Micheal Oduh | Adanna Akingbohungbe | 22 KVA | ACDG | Outdoor | On Air | P1 | INT-Primary | INT | 6.7339 | 2.79 | Auto | No | Yes | HUB | Yes | 36 | Conventional | Solar + PC | ACDG - Solar+Li-Ion Hybrid
OG1089 | IHS_OGN_1090A | OG1089 | ABE-Z1 | Abeokuta Metro |  | KAJOLA MARKET,EGBA OBAFEMI AREA,OGUN STATE | ABE-T2 | Lagos | Ogun | Ajidagba Oyeniyi | Falajiki Ayodele | Ufuoma Gbudje | Chiedozie Oko | John Adesina | Micheal Oduh | Adanna Akingbohungbe | 15 KVA | ACDG | Outdoor | On Air | P1 | INT-Primary | INT | 7.1311 | 3.505 | Auto | No | No | HUB | Yes | 55 | Conventional | Solar + PC | ACDG - Solar+Li-Ion Hybrid
OG1036 | IHS_OGN_1097A | LG1036 | SANGO-Z2 | ATAN/OWODE |  | OLOPARUN ADO-ODO ROAD, ADO-ODO/OTA LGA, OGUN STATE | SANGO-T4 | Lagos | Ogun | Abdulsalam Olaide Opeyemi | Adewale Idris | Ufuoma Gbudje | Chiedozie Oko | Solomon Olajide | Micheal Oduh | Adanna Akingbohungbe | 15 KVA | ACDG | Outdoor | On Air | P4 | INT-Primary | INT | 6.6569 | 2.9889 | Auto | No | Yes | BTS | Yes | 36 | Conventional | Solar + PC | ACDG - Solar+Li-Ion Hybrid
OG2020 | IHS_OGN_1098A | B4125 | ABE-Z2 | Abeokuta North | MTN P1 | Bode Olude's Plot | ABE-T4 | Lagos | Ogun | Tajudeen Kamoru | Akintoye Olatunji | Ufuoma Gbudje | Chiedozie Oko | John Adesina | Micheal Oduh | Adanna Akingbohungbe | 22 KVA | ACDG | Outdoor | On Air | P1 | INT-Primary | INT | 7.2011 | 3.3561 | Auto | No | Yes | HUB | Yes | 55 | Conventional | Solar + PC | ACDG - Solar+Li-Ion Hybrid
OG2028 | IHS_OGN_1099A | OG2028 | ABE-Z1 | Obantoko |  | AKIPE VILLAGE NEAR KANGUDU VILLAGE,OBANTOKO ABEOKUTA,OGUN STATE | ABE-T1 | Lagos | Ogun | Bolaji Toheeb | Falajiki Ayodele | Ufuoma Gbudje | Chiedozie Oko | Ibukunoluwa Oladele | Micheal Oduh | Adanna Akingbohungbe | 22 KVA | ACDG | Outdoor | On Air | P2 | INT-Primary | INT | 7.1939 | 3.405 | Auto | No | Yes | BTS | Yes [No comms] | 55 | Conventional | PC | ACDG - Li-Ion Hybrid
OG2589 | IHS_OGN_1100A | OG2589 | SANGO-Z1 | IFO | MTN P1 | 49 DR. AKIN OJO STREET, ILOGBO OTA, OGUN STATE | SANGO-T2 | Lagos | Ogun | Olabode Olalekan | Olajide Olabisi | Ufuoma Gbudje | Chiedozie Oko | Festus Adewuyi | Micheal Oduh | Adanna Akingbohungbe | 20 KVA | ACDG | Outdoor | On Air | P1 | INT-Primary | INT | 6.7211 | 3.165 | Auto | No | Yes | HUB | Yes | 36 | Conventional | Solar + PC | ACDG - Solar+Li-Ion Hybrid
OG2018 | IHS_OGN_1104A | OG2018 | SANGO-Z3 | IGBESA/LUSADA |  | ALAGOGO VILLAGE, VIA ADO-ODO, ADO-ODO, ADO-ODO/OTTA L.G.A, OGUN STATE | SANGO-T5 | Lagos | Ogun | Ridwan Muftau | Adewale Idris | Ufuoma Gbudje | Saheed Hamzah | Alebiosu, Joseph Ibukunoluwa | Micheal Oduh | Adanna Akingbohungbe | 16 KVA | ACDG | Outdoor | On Air | P4 | INT-Primary | INT | 6.61 | 3.0519 | Auto | Yes | No | BTS | Yes | 36 | Conventional | Grid + Supercap | ACDG - Grid+SuperCap Hybrid
OG2009 | IHS_OGN_1105A | OG2009 | SANGO-Z3 | OTA | B 500 | Igboloye Idiroko Road | SANGO-T3 | Lagos | Ogun | Yemi Ogunola | Adewale Idris | Ufuoma Gbudje | Emmanuel Babalola | Alebiosu, Joseph Ibukunoluwa | Micheal Oduh | Adanna Akingbohungbe | 22 KVA | ACDG | Outdoor | On Air | P1 | INT-Primary | INT | 6.6861 | 3.1531 | Auto | No | Yes | HUB | Yes | 55 | Conventional | Solar + PC | ACDG - Solar+Li-Ion Hybrid
OG2027 | IHS_OGN_1106A | OG0895 | ABE-Z2 | Obada |  | MAKUN AKINHAN AKINALE VILLAGE, ALONG LAGOS ABEOKUTA EXPRESS WAY, VIA WASIMI, OGUN STATE | ABE-T3 | Lagos | Ogun | Olawale Ayodele | Akintoye Olatunji | Ufuoma Gbudje | Chiedozie Oko | Ajibola, Omotola Oluwatumininu | Micheal Oduh | Adanna Akingbohungbe | 20 KVA | ACDG | Outdoor | On Air | P2 | INT-Primary | INT | 7.0181 | 3.2281 | Auto | No | Yes | Terminal | Yes | 55 | Conventional | Solar + PC | ACDG - Solar+Li-Ion Hybrid
OG2083 | IHS_OGN_1107A | OG2083 | SANGO-Z3 | IGBESA/LUSADA |  | ATIBA,IJEBU-ODE LGA,OGUN STATE | SANGO-T5 | Lagos | Ogun | Ridwan Muftau | Adewale Idris | Ufuoma Gbudje | Saheed Hamzah | Alebiosu, Joseph Ibukunoluwa | Micheal Oduh | Adanna Akingbohungbe | 6.5 KW | DCDG | Outdoor | On Air | P1 | INT-Primary | INT | 6.5381 | 3.065 | Manual | No | No | HUB | Yes [No comms] | 36 | Non-Conventional | Generator Only | DCDG - Deep Cycle
OG2085 | IHS_OGN_1113A | OG2085 | ABE-Z3 | Ayetoro |  | AHMADIYA MOSQUE ROAD, OBADA, ISALE AFON, OBADA, IMEKO AFON LGA, OGUN STATE | ABE-T5 | Lagos | Ogun | Azeez Agbaje | Victor Nnamdi | Ufuoma Gbudje | Chiedozie Oko | Ajibola, Omotola Oluwatumininu | Micheal Oduh | Adanna Akingbohungbe | 20 KVA | ACDG | Outdoor | On Air | P4 | INT-Primary | INT | 7.3989 | 3.0061 | Auto | No | Yes | BTS | Yes | 55 | Conventional | Solar + PC | ACDG - Solar+Li-Ion Hybrid
OG2587 | IHS_OGN_1117A | OG2587 | ABE-Z2 | Abeokuta North |  | IBARA-ORILE, ABEOKUTA NORTH LGA, OGUN STATE | ABE-T4 | Lagos | Ogun | Tajudeen Kamoru | Akintoye Olatunji | Ufuoma Gbudje | Chiedozie Oko | Ajibola, Omotola Oluwatumininu | Micheal Oduh | Adanna Akingbohungbe | 16 KVA | ACDG | Indoor | On Air | P4 | INT-Primary | INT | 7.1419 | 3.2369 | Auto | No | Yes | BTS | Yes | 55 | Conventional | PC | ACDG - Li-Ion Hybrid
OG2607 | IHS_OGN_1118A | OG2607 | ABE-Z3 | Ayetoro | B 500 | OFF OLOKA ROAD, OLOKA AFON IMEKO/AFON LGA, OGUN STATE | ABE-T5 | Lagos | Ogun | Azeez Agbaje | Victor Nnamdi | Ufuoma Gbudje | Chiedozie Oko | Ajibola, Omotola Oluwatumininu | Micheal Oduh | Adanna Akingbohungbe | 27 KVA | ACDG | Indoor | On Air | P1 | INT-Primary | INT | 7.4069 | 2.8939 | Manual | No | No | HUB | Yes | 70 | Conventional | Generator Only | ACDG - Conventional
OG2636 | IHS_OGN_1119A | OG2636 | ABE-Z1 | Abeokuta Metro |  | ALONG ABEOKUTA/AJEBO ROAD, BISI ONABANJO WAY, ABEOKUTA-OBAFEMI/OWODE LGA, OGUN STATE | ABE-T2 | Lagos | Ogun | Ajidagba Oyeniyi | Falajiki Ayodele | Ufuoma Gbudje | Chiedozie Oko | Ibukunoluwa Oladele | Micheal Oduh | Adanna Akingbohungbe | 33 KVA | ACDG | Outdoor | On Air | P1 | INT-Primary | INT | 7.14 | 3.405 | Auto | No | Yes | Terminal | Yes | 36 | Conventional | Solar + PC | ACDG - Solar+Li-Ion Hybrid
OG2684 | IHS_OGN_1120A | OG2684 | SANGO-Z3 | OTA |  | BESIDE KINGSTON PLACE OTA | SANGO-T3 | Lagos | Lagos | Yemi Ogunola | Adewale Idris | Ufuoma Gbudje | Emmanuel Babalola | Alebiosu, Joseph Ibukunoluwa | Micheal Oduh | Adanna Akingbohungbe | 22 KVA | ACDG | Outdoor | On Air | P1 | INT-Primary | INT | 6.6748 | 3.2386 | Auto | No | Yes | HUB | Yes | 36 | Conventional | Solar + PC | ACDG - Solar+Li-Ion Hybrid
OG2696 | IHS_OGN_1121A | OG2696 | SANGO-Z3 | OTA |  | ALONG COMMUNITY ROAD, ADEHUN OLORUN KIIYE STREET, EWUPE OTA, ADO-ODO, OTA L.G.A, OGUN STATE | SANGO-T3 | Lagos | Ogun | Yemi Ogunola | Adewale Idris | Ufuoma Gbudje | Chiedozie Oko | Festus Adewuyi | Micheal Oduh | Adanna Akingbohungbe | 15 KVA | ACDG | Outdoor | On Air | P1 | INT-Primary | INT | 6.7119 | 3.2 | Manual | No | No | Terminal | Yes | 36 | Conventional | Generator Only | ACDG - Conventional
OG2717 | IHS_OGN_1124A | OG2717 | ABE-Z1 | Obantoko |  | Olowu's House | ABE-T1 | Lagos | Ogun | Bolaji Toheeb | Falajiki Ayodele | Ufuoma Gbudje | Chiedozie Oko | John Adesina | Micheal Oduh | Adanna Akingbohungbe | 15 KVA | ACDG | Indoor | On Air | P4 | INT-Primary | INT | 7.1611 | 3.3839 | Manual | No | No | BTS | Yes | 36 | Conventional | Generator Only | ACDG - Conventional
OG2611 | IHS_OGN_1125A | OG2611 | SANGO-Z2 | ATAN/OWODE | B 600 | CHIEF ESAABA ATAN, OGUN STATE | SANGO-T4 | Lagos | Ogun | Abdulsalam Olaide Opeyemi | Adewale Idris | Ufuoma Gbudje | Saheed Hamzah | Alebiosu, Joseph Ibukunoluwa | Micheal Oduh | Adanna Akingbohungbe | 20 KVA | ACDG | Indoor | On Air | P1 | INT-Primary | INT | 6.7111 | 3.1169 | Manual | No | No | NFE | Yes | 70 | Conventional | Generator Only | ACDG - Conventional
OG2608 | IHS_OGN_1126A | OG2608 | ABE-Z2 | Abeokuta North |  | ABEOKUTA/AYETORO ROAD, ONISASA VILLAGE, ABEOKUTA NORTH L.G.A, OGUN STATE | ABE-T4 | Lagos | Ogun | Tajudeen Kamoru | Akintoye Olatunji | Ufuoma Gbudje | Chiedozie Oko | Ajibola, Omotola Oluwatumininu | Micheal Oduh | Adanna Akingbohungbe | 22 KVA | ACDG | Indoor | On Air | P4 | INT-Primary | INT | 7.2231 | 3.2439 | Auto | No | Yes | BTS | Yes | 70 | Conventional | Solar + PC | ACDG - Solar+Li-Ion Hybrid
OG2610 | IHS_OGN_1128A | OG2610 | SANGO-Z2 | ATAN/OWODE | B 400 | ALONG ADEMOLA ADELEKE AVENUE, ONIGBONGBO VILLAGE, ADO-ODO OTA LGA, OGUN STATE | SANGO-T4 | Lagos | Ogun | Abdulsalam Olaide Opeyemi | Adewale Idris | Ufuoma Gbudje | Saheed Hamzah | Alebiosu, Joseph Ibukunoluwa | Micheal Oduh | Adanna Akingbohungbe | 15 KVA | ACDG | Indoor | On Air | P1 | INT-Primary | INT | 6.6371 | 3.0756 | Manual | No | No | HUB | Yes | 70 | Conventional | Generator Only | ACDG - Conventional
OG2609 | IHS_OGN_1129A | OG2609 | ABE-Z3 | Ayetoro |  | AGBASA VILLAGE ALONG AYETORO/IMEKO ROAD, AYETORO AREA, YEWA NORTH L.G.A, OGUN STATE | ABE-T5 | Lagos | Ogun | Azeez Agbaje | Victor Nnamdi | Ufuoma Gbudje | Chiedozie Oko | Ajibola, Omotola Oluwatumininu | Micheal Oduh | Adanna Akingbohungbe | 27 KVA | ACDG | Indoor | On Air | P4 | INT-Primary | INT | 7.3305 | 3.1064 | Manual | No | No | BTS | Yes | 70 | Conventional | Generator Only | ACDG - Conventional
OG2689 | IHS_OGN_1131A | OG2689 | SANGO-Z1 | IFO | MTN P1 | AKIMDELE LANE, ABULE OKE IYANA ILOGBO, IFO LGA, OGUN STATE | SANGO-T2 | Lagos | Ogun | Olabode Olalekan | Olajide Olabisi | Ufuoma Gbudje | Chiedozie Oko | Ajibola, Omotola Oluwatumininu | Micheal Oduh | Adanna Akingbohungbe | 6.5 KW | DCDG | Outdoor | On Air | P1 | INT-Primary | INT | 6.7529 | 3.2099 | Manual | No | No | HUB | Yes | 36 | Non-Conventional | Generator Only | DCDG - Deep Cycle
OG2088 | IHS_OGN_1133A | OG2088 | SANGO-Z2 | ATAN/OWODE |  | Oke Ilobi Compound | SANGO-T4 | Lagos | Ogun | Abdulsalam Olaide Opeyemi | Adewale Idris | Ufuoma Gbudje | Chiedozie Oko | Solomon Olajide | Micheal Oduh | Adanna Akingbohungbe | 22 KVA | ACDG | Outdoor | On Air | P4 | INT-Primary | INT | 6.7711 | 3.0068 | Auto | No | Yes | BTS | Yes | 55 | Conventional | Solar + PC | ACDG - Solar+Li-Ion Hybrid
OG2025 | IHS_OGN_1135A | OG2025 | ABE-Z2 | Abeokuta North |  | 2, Oba Road Abeokuta | ABE-T4 | Lagos | Ogun | Tajudeen Kamoru | Akintoye Olatunji | Ufuoma Gbudje | Chiedozie Oko | John Adesina | Micheal Oduh | Adanna Akingbohungbe | 22 KVA | ACDG | Outdoor | On Air | P2 | INT-Primary | INT | 7.071 | 3.3376 | Auto | No | Yes | BTS | Yes | 36 | Conventional | Solar + PC | ACDG - Solar+Li-Ion Hybrid
OG2637 | IHS_OGN_1137A | OG2637 | SANGO-Z1 | IFO |  | OLORUNSOGO GBOGBO VILLAGE BESIDE OLORUNSOGO GAS TURBINE POWER STATION,OGUN STATE | SANGO-T2 | Lagos | Ogun | Olabode Olalekan | Olajide Olabisi | Ufuoma Gbudje | Chiedozie Oko | Ajibola, Omotola Oluwatumininu | Micheal Oduh | Adanna Akingbohungbe | 22 KVA | ACDG | Outdoor | On Air | P4 | INT-Primary | INT | 6.8779 | 3.3151 | Auto | No | Yes | BTS | Yes | 36 | Conventional | PC | ACDG - Li-Ion Hybrid
OG2099 | IHS_OGN_1141A | OG2099 | ABE-Z1 | Obantoko | MTN P1 | OFF ABIOLA WAY, ALADESANMI ASERO ROAD, OKE IBUKUN ABEOKUTA, OGUN STATE | ABE-T1 | Lagos | Ogun | Bolaji Toheeb | Falajiki Ayodele | Ufuoma Gbudje | Chiedozie Oko | John Adesina | Micheal Oduh | Adanna Akingbohungbe | 22 KVA | ACDG | Outdoor | On Air | P1 | INT-Primary | INT | 7.1286 | 3.368 | Auto | Yes | Yes | HUB | Yes | 36 | Conventional | Grid + PC | ACDG - Grid+Li-Ion Hybrid
OG2089 | IHS_OGN_1142A | OG2089 | ABE-Z1 | Obantoko |  | A plot of land at Idobi village, Odeda Junction, along Abeokuta-Ibadan expressway, Quarry Area, Ogun state. | ABE-T1 | Lagos | Ogun | Bolaji Toheeb | Falajiki Ayodele | Ufuoma Gbudje | Chiedozie Oko | Ibukunoluwa Oladele | Micheal Oduh | Adanna Akingbohungbe | 22 KVA | ACDG | Outdoor | On Air | P4 | INT-Primary | INT | 7.2202 | 3.5276 | Auto | No | Yes | BTS | Yes [No comms] | 55 | Conventional | Solar + PC | ACDG - Solar+Li-Ion Hybrid
OG2721 | IHS_OGN_1143A | OG2721 | SANGO-Z1 | IFO | MTN P1 | OFF LAGOS/ABEOKUTA EXPRESS RD,ABEOKUTA IFO | SANGO-T2 | Lagos | Ogun | Olabode Olalekan | Olajide Olabisi | Ufuoma Gbudje | Chiedozie Oko | Ajibola, Omotola Oluwatumininu | Micheal Oduh | Adanna Akingbohungbe | 20 KVA | ACDG | Outdoor | On Air | P1 | INT-Primary | INT | 6.6867 | 3.1952 | Auto | Yes | Yes | HUB | Yes [No comms] | 36 | Conventional | Grid + PC | ACDG - Grid+Li-Ion Hybrid
OG2850 | IHS_OGN_1145A | OG2850 | ABE-Z1 | Abeokuta Metro | B 600 | Laderin Estate, along Abeokuta-Shagamu Expressway, Abeokuta South local government Area, Ogun State | ABE-T2 | Lagos | Ogun | Ajidagba Oyeniyi | Falajiki Ayodele | Ufuoma Gbudje | Chiedozie Oko | Ibukunoluwa Oladele | Micheal Oduh | Adanna Akingbohungbe | 27 KVA | ACDG | Outdoor | On Air | P1 | INT-Primary | INT | 7.1565 | 3.3259 | Manual | No | No | Metro | Yes | 36 | Conventional | Generator Only | ACDG - Conventional
OG2124 | IHS_OGN_1146A | OG2124 | SANGO-Z1 | IFO |  | FATOKI FAMILY LAND PAKOTO,IFO OGUN STATE | SANGO-T2 | Lagos | Ogun | Olabode Olalekan | Olajide Olabisi | Ufuoma Gbudje | Chiedozie Oko | Ajibola, Omotola Oluwatumininu | Micheal Oduh | Adanna Akingbohungbe | 6.5 KW | DCDG | Outdoor | On Air | P2 | INT-Primary | INT | 6.7882 | 3.2009 | Manual | No | No | BTS | Yes | 35 | Non-Conventional | Generator Only | DCDG - Deep Cycle
OG2090 | IHS_OGN_1147A | OG2090 | ABE-Z3 | Ayetoro |  | OLODO ROAD ABEOKUTA | ABE-T5 | Lagos | Ogun | Azeez Agbaje | Victor Nnamdi | Ufuoma Gbudje | Chiedozie Oko | Ajibola, Omotola Oluwatumininu | Micheal Oduh | Adanna Akingbohungbe | 20 KVA | ACDG | Outdoor | On Air | P4 | INT-Primary | INT | 7.2638 | 3.5683 | Auto | No | Yes | BTS | Yes [No comms] | 55 | Conventional | PC | ACDG - Li-Ion Hybrid
OG2305 | IHS_OGN_1149A | OG2305 | SANGO-Z1 | IFO | MTN P1 | AGBAWINOBI COMPOUND, AGBAWINOBI ODEDA LGA, OGUN STATE | SANGO-T2 | Lagos | Ogun | Olabode Olalekan | Olajide Olabisi | Ufuoma Gbudje | Chiedozie Oko | Ajibola, Omotola Oluwatumininu | Micheal Oduh | Adanna Akingbohungbe | 15 KVA | ACDG | Indoor | On Air | P1 | INT-Primary | INT | 6.9133 | 3.3731 | Manual | No | No | HUB | Yes [No comms] | 70 | Conventional | Generator Only | ACDG - Conventional
OG2302 | IHS_OGN_1150A | OG2302 | SANGO-Z1 | SANGO |  | ASA VILLAGE, OFF PAPA LANTORO ROAD, IFO LGA, OGUN STATE | SANGO-T1 | Lagos | Ogun | Ayokunle Oyedeji | Olajide Olabisi | Ufuoma Gbudje | Chiedozie Oko | Festus Adewuyi | Micheal Oduh | Adanna Akingbohungbe | 22 KVA | ACDG | Indoor | On Air | P1 | INT-Primary | INT | 6.8174 | 3.2964 | Auto | No | Yes | Terminal | Yes | 70 | Conventional | PC | ACDG - Li-Ion Hybrid
OG2304 | IHS_OGN_1151A | OG2304 | ABE-Z3 | Ilaro |  | Ilaro road, Wasimi town, Ajegunle, ogun State | ABE-T6 | Lagos | Ogun | Sherrif Adeniran | Victor Nnamdi | Ufuoma Gbudje | Chiedozie Oko | Solomon Olajide | Micheal Oduh | Adanna Akingbohungbe | 15 KVA | ACDG | Indoor | On Air | P1 | INT-Primary | INT | 6.9909 | 3.1284 | Manual | No | No | HUB | Yes | 70 | Conventional | Generator Only | ACDG - Conventional
OG2635 | IHS_OGN_1152A | OG2635 | ABE-Z2 | Abeokuta North |  | Adeola's plot | ABE-T4 | Lagos | Ogun | Tajudeen Kamoru | Akintoye Olatunji | Ufuoma Gbudje | Chiedozie Oko | John Adesina | Micheal Oduh | Adanna Akingbohungbe | 27 KVA | ACDG | Outdoor | On Air | P2 | INT-Primary | INT | 7.1403 | 3.2971 | Manual | No | No | HUB | Yes | 36 | Conventional | Generator Only | ACDG - Conventional
OG2761 | IHS_OGN_1153A | OG2761 | ABE-Z1 | Abeokuta Metro |  | ISABO NAWAIR UR DEEN ODE DAIRO STREET, ABEOKUTA, OGUN STATE | ABE-T2 | Lagos | Ogun | Ajidagba Oyeniyi | Falajiki Ayodele | Ufuoma Gbudje | Chiedozie Oko | John Adesina | Micheal Oduh | Adanna Akingbohungbe | 22 KVA | ACDG | Outdoor | On Air | P3 | INT-Primary | INT | 7.1455 | 3.3558 | Auto | No | Yes | HUB | Yes | 36 | Conventional | PC | ACDG - Li-Ion Hybrid
OG2411 | IHS_OGN_1155A | OG2411 | SANGO-Z1 | IFO |  | OKEOSA TOWN, SANGO OTTA, ADO-ODO OTTA, LGA | SANGO-T2 | Lagos | Ogun | Olabode Olalekan | Olajide Olabisi | Ufuoma Gbudje | Chiedozie Oko | Ajibola, Omotola Oluwatumininu | Micheal Oduh | Adanna Akingbohungbe | 20 KVA | ACDG | Outdoor | On Air | P2 | INT-Primary | INT | 6.7419 | 3.2239 | Auto | No | Yes | BTS | Yes | 35 | Conventional | PC | ACDG - Li-Ion Hybrid
OG2303 | IHS_OGN_1162A | OG2303 | ABE-Z3 | Ilaro |  | KUYE VILLAGE, ARAROMI ISHAGA ORILE YEWA NORTH, OGUN STATE | ABE-T6 | Lagos | Ogun | Sherrif Adeniran | Victor Nnamdi | Ufuoma Gbudje | Chiedozie Oko | Solomon Olajide | Micheal Oduh | Adanna Akingbohungbe | 15 KVA | ACDG | Indoor | On Air | P4 | INT-Primary | INT | 6.9516 | 2.9541 | Manual | No | No | BTS | Yes [No comms] | 70 | Non-Conventional | Generator Only | DCDG - Deep Cycle
OG2770 | IHS_OGN_1165A | OG2770 | SANGO-Z1 | IFO | B 500 | BACK OF COCACOLA FACTORY, OLOMU ROAD, IFO, OGUN STATE | SANGO-T2 | Lagos | Ogun | Olabode Olalekan | Olajide Olabisi | Ufuoma Gbudje | Chiedozie Oko | Ajibola, Omotola Oluwatumininu | Micheal Oduh | Adanna Akingbohungbe | 22 KVA | ACDG | Outdoor | On Air | P1 | INT-Primary | INT | 6.8173 | 3.2052 | Auto | Yes | Yes | HUB | Yes | 35 | Conventional | Grid + PC | ACDG - Grid+Li-Ion Hybrid
OG2387 | IHS_OGN_1166A | OG2387 | SANGO-Z3 | OTA |  | 12, ALHAJI QUADRI CLOSE, OTA ADO ODO, OTA LGA, OGUN STATE | SANGO-T3 | Lagos | Ogun | Yemi Ogunola | Adewale Idris | Ufuoma Gbudje | Emmanuel Babalola | Alebiosu, Joseph Ibukunoluwa | Micheal Oduh | Adanna Akingbohungbe | 20 KVA | ACDG | Outdoor | On Air | P4 | INT-Primary | INT | 6.6917 | 3.2008 | Auto | Yes | No | BTS | Yes | 35 | Non-Conventional | Grid | DCDG - Grid
OG2862 | IHS_OGN_1172A | OG2862 | ABE-Z2 | Abeokuta North | A-660 | Iberekodo | ABE-T4 | Lagos | Ogun | Tajudeen Kamoru | Akintoye Olatunji | Ufuoma Gbudje | Chiedozie Oko | John Adesina | Micheal Oduh | Adanna Akingbohungbe | 15 KVA | ACDG | Outdoor | On Air | P1 | INT-Primary | INT | 7.1806 | 3.3384 | Manual | No | No | HUB | Yes | 54 | Conventional | Generator Only | ACDG - Conventional
OG2404 | IHS_OGN_1174A | OG2404 | ABE-Z2 | Obada | B 500 | IYANA IKEREKU ONIJOGAN, WASIMI, OGUN STATE | ABE-T3 | Lagos | Ogun | Olawale Ayodele | Akintoye Olatunji | Ufuoma Gbudje | Chiedozie Oko | Ajibola, Omotola Oluwatumininu | Micheal Oduh | Adanna Akingbohungbe | 15 KVA | ACDG | Indoor | On Air | P1 | INT-Primary | INT | 7.1026 | 3.2974 | Manual | No | No | HUB | Yes | 70 | Conventional | Generator Only | ACDG - Conventional
OG2733 | IHS_OGN_1175A | OG2733 | ABE-Z2 | Abeokuta North |  | UNAB Perm Site | ABE-T4 | Lagos | Ogun | Tajudeen Kamoru | Akintoye Olatunji | Ufuoma Gbudje | Chiedozie Oko | John Adesina | Micheal Oduh | Adanna Akingbohungbe | 20 KVA | ACDG | Outdoor | On Air | P3 | INT-Primary | INT | 7.2349 | 3.339 | Auto | No | Yes | BTS | Yes | 54 | Conventional | Solar + PC | ACDG - Solar+Li-Ion Hybrid
OG2374 | IHS_OGN_1177A | OG2374 | SANGO-Z2 | ATAN/OWODE |  | ALONG ISEBON RD ATAN ADO-ODO/OTA LGA, OGUN STATE | SANGO-T4 | Lagos | Ogun | Abdulsalam Olaide Opeyemi | Adewale Idris | Ufuoma Gbudje | Saheed Hamzah | Alebiosu, Joseph Ibukunoluwa | Micheal Oduh | Adanna Akingbohungbe | 22 KVA | ACDG | Outdoor | On Air | P2 | INT-Primary | INT | 6.6649 | 3.1004 | Auto | No | Yes | BTS | Yes | 35 | Conventional | PC | ACDG - Li-Ion Hybrid
OG3077 | IHS_OGN_1183A | OG3077 | ABE-Z1 | Obantoko |  | Along Ilugun Ajangbohun road, Obantoko area, Near Ogunji estate, Abeokuta. | ABE-T1 | Lagos | Ogun | Bolaji Toheeb | Falajiki Ayodele | Ufuoma Gbudje | Chiedozie Oko | John Adesina | Micheal Oduh | Adanna Akingbohungbe | 20 KVA | ACDG | Outdoor | On Air | P2 | INT-Primary | INT | 7.1634 | 3.4084 | Auto | No | Yes | BTS | Yes | 36 | Conventional | PC | ACDG - Li-Ion Hybrid
OG3319 | IHS_OGN_1185A | OG3319 | ABE-Z2 | Obada |  | Saraki Odemo Street, Ifekowajo area, Ilupeju Estate, Saraki Adigbe, Abeokuta South LGA, Ogun State | ABE-T3 | Lagos | Ogun | Olawale Ayodele | Akintoye Olatunji | Ufuoma Gbudje | Chiedozie Oko | John Adesina | Micheal Oduh | Adanna Akingbohungbe | 33 KVA | ACDG | Outdoor | On Air | P2 | INT-Primary | INT | 7.0808 | 3.185 | Auto | No | Yes | BTS | Yes [No comms] | 36 | Conventional | PC | ACDG - Li-Ion Hybrid
OG3314 | IHS_OGN_1186A | OG3314 | ABE-Z3 | Ayetoro | A-660 | Off Iwoye Imeko Road, Afon Imeko LGA, Ogun State | ABE-T5 | Lagos | Ogun | Azeez Agbaje | Victor Nnamdi | Ufuoma Gbudje | Chiedozie Oko | Ajibola, Omotola Oluwatumininu | Micheal Oduh | Adanna Akingbohungbe | 20 KVA | ACDG | Outdoor | On Air | P3 | INT-Primary | INT | 7.5553 | 2.7448 | Auto | No | Yes | BTS | Yes | 70 | Conventional | Solar + PC | ACDG - Solar+Li-Ion Hybrid
OG3206 | IHS_OGN_1190A | OG3206 | SANGO-Z3 | IGBESA/LUSADA |  | Ago Isunba Ale Igbesa, Ado-Oda/Ota LGA, Ogun State | SANGO-T5 | Lagos | Ogun | Ridwan Muftau | Adewale Idris | Ufuoma Gbudje | Saheed Hamzah | Alebiosu, Joseph Ibukunoluwa | Micheal Oduh | Adanna Akingbohungbe | 33 KVA | ACDG | Outdoor | On Air | P1 | INT-Primary | INT | 6.5522 | 3.0737 | Auto | No | Yes | Terminal | Yes | 36 | Conventional | PC | ACDG - Li-Ion Hybrid
OG3201 | IHS_OGN_1191A | OG3201 | SANGO-Z3 | OTA | MTN P1 | OSHIDANA FAMILY LAND, EGAN ROAD, IYESI OGUN STATE | SANGO-T3 | Lagos | Ogun | Yemi Ogunola | Adewale Idris | Ufuoma Gbudje | Emmanuel Babalola | Alebiosu, Joseph Ibukunoluwa | Micheal Oduh | Adanna Akingbohungbe | 15 KVA | ACDG | Outdoor | On Air | P1 | INT-Primary | INT | 6.6597 | 3.1726 | Auto | No | Yes | HUB | Yes | 36 | Conventional | PC | ACDG - Li-Ion Hybrid
OG3217 | IHS_OGN_1193A | OG3217 | SANGO-Z2 | ATAN/OWODE |  | Obere Village Atan Ota Ado/Ota LGA, Ogun State | SANGO-T4 | Lagos | Ogun | Abdulsalam Olaide Opeyemi | Adewale Idris | Ufuoma Gbudje | Saheed Hamzah | Alebiosu, Joseph Ibukunoluwa | Micheal Oduh | Adanna Akingbohungbe | 30 KVA | ACDG | Outdoor | On Air | P3 | INT-Primary | INT | 6.5352 | 3.0889 | Auto | No | Yes | BTS | Yes | 36 | Conventional | PC | ACDG - Li-Ion Hybrid
OG3271 | IHS_OGN_1194A | OG3271 | ABE-Z2 | Obada |  | Along camp road, Itori Town, Ewekoro LGA, Ogun State | ABE-T3 | Lagos | Ogun | Olawale Ayodele | Akintoye Olatunji | Ufuoma Gbudje | Chiedozie Oko | Ajibola, Omotola Oluwatumininu | Micheal Oduh | Adanna Akingbohungbe | 22 KVA | ACDG | Outdoor | On Air | P1 | INT-Primary | INT | 6.933 | 3.2159 | Auto | No | Yes | HUB | Yes | 36 | Conventional | Solar + PC | ACDG - Solar+Li-Ion Hybrid
OG3279 | IHS_OGN_1195A | OG3279 | SANGO-Z2 | ATAN/OWODE |  | Ademola Family Land, Ajegunle, Atan, Ado-Odo Otta LGA, Ogun | SANGO-T4 | Lagos | Ogun | Abdulsalam Olaide Opeyemi | Adewale Idris | Ufuoma Gbudje | Saheed Hamzah | Alebiosu, Joseph Ibukunoluwa | Micheal Oduh | Adanna Akingbohungbe | 6.5 KW | DCDG | Outdoor | On Air | P1 | INT-Primary | INT | 6.6508 | 3.0645 | Manual | No | No | Terminal | Yes [No comms] | 36 | Non-Conventional | Generator Only | DCDG - Deep Cycle
OG3061 | IHS_OGN_1196A | OG3061 | ABE-Z1 | Obantoko |  | APENA SOJOBI ESTATE, ELEWE-ERAN, ABEOKUTA, OGUN STATE | ABE-T1 | Lagos | Ogun | Bolaji Toheeb | Falajiki Ayodele | Ufuoma Gbudje | Chiedozie Oko | Ibukunoluwa Oladele | Micheal Oduh | Adanna Akingbohungbe | 15 KVA | ACDG | Outdoor | On Air | P2 | INT-Primary | INT | 7.1834 | 3.4193 | Manual | No | No | BTS | Yes | 36 | Conventional | Generator Only | ACDG - Conventional
OG3335 | IHS_OGN_1197A | OG3335 | Off Air | Off Air | Off Air | Off Air | Off Air | Off Air | Off Air | Off Air | Off Air | Off Air | Chiedozie Oko | Ajibola, Omotola Oluwatumininu | Micheal Oduh | Adanna Akingbohungbe | 20 KVA | ACDG | Off Air | Off Air | P1 | INT-Primary | INT | Off Air | Off Air | Off Air | No | No | HUB | Off Air | 36 | Off Air | Off Air | Off Air
OG3205 | IHS_OGN_1200A | OG3205 | SANGO-Z1 | SANGO |  | Ewupi Road, Sango Ota, Ogun State | SANGO-T1 | Lagos | Ogun | Ayokunle Oyedeji | Olajide Olabisi | Ufuoma Gbudje | Chiedozie Oko | Festus Adewuyi | Micheal Oduh | Adanna Akingbohungbe | 20 KVA | ACDG | Outdoor | On Air | P4 | INT-Secondary | INT | 6.7146 | 3.2269 | Manual | No | Yes | BTS | Yes | 36 | Conventional | Generator Only | ACDG - Conventional
OG3272 | IHS_OGN_1201A | OG3272 | ABE-Z3 | Ayetoro |  | OKE OYINBO HOUSING ESTATE, ALONG ABEOKUTA-AIYETORO ROAD, AIYETORO TOWN, OGUN STATE | ABE-T5 | Lagos | Ogun | Azeez Agbaje | Victor Nnamdi | Ufuoma Gbudje | Chiedozie Oko | Ajibola, Omotola Oluwatumininu | Micheal Oduh | Adanna Akingbohungbe | 22 KVA | ACDG | Outdoor | On Air | P4 | INT-Primary | INT | 7.2356 | 3.0505 | Auto | Yes | Yes | BTS | Yes [No comms] | 36 | Conventional | Grid + PC | ACDG - Grid+Li-Ion Hybrid
OG2400 | IHS_OGN_1203A | OG2400 | SANGO-Z1 | IFO |  | IJEBU IFE VIA EYIN OSU OGUN STATE | SANGO-T2 | Lagos | Ogun | Olabode Olalekan | Olajide Olabisi | Ufuoma Gbudje | Chiedozie Oko | Ajibola, Omotola Oluwatumininu | Micheal Oduh | Adanna Akingbohungbe | 15 KVA | ACDG | Indoor | On Air | P4 | INT-Primary | INT | 6.8128 | 3.0756 | Manual | No | No | BTS | Yes | 70 | Conventional | Generator Only | ACDG - Conventional
OG3269 | IHS_OGN_1204A | OG3269 | ABE-Z1 | Obantoko |  | A plot of land at Okeodo Area, Osiele, Abeokuta, Ogun state. | ABE-T1 | Lagos | Ogun | Bolaji Toheeb | Falajiki Ayodele | Ufuoma Gbudje | Chiedozie Oko | Ibukunoluwa Oladele | Micheal Oduh | Adanna Akingbohungbe | 30 KVA | ACDG | Outdoor | On Air | P4 | INT-Primary | INT | 7.1943 | 3.4448 | Auto | No | Yes | BTS | Yes | 36 | Conventional | PC | ACDG - Li-Ion Hybrid
OG3208 | IHS_OGN_1206A | OG3208 | SANGO-Z1 | IFO |  | Off Boderin Street, Olorunsogo Estate, Egunla, Egunla Ifo, Ifo LG, Ogun State | SANGO-T2 | Lagos | Ogun | Olabode Olalekan | Olajide Olabisi | Ufuoma Gbudje | Chiedozie Oko | Ajibola, Omotola Oluwatumininu | Micheal Oduh | Adanna Akingbohungbe | 20 KVA | ACDG | Outdoor | On Air | P2 | INT-Primary | INT | 6.8334 | 3.1965 | Auto | No | Yes | BTS | Yes | 36 | Conventional | PC | ACDG - Li-Ion Hybrid
OG3275 | IHS_OGN_1209A | OG3275 | SANGO-Z2 | IDI IROKO |  | Surulere Ojukoro, Idiroko, Ado Odo, Ogun State | SANGO-T6 | Lagos | Ogun | Wasiu Adebisi | Adewale Idris | Ufuoma Gbudje | Chiedozie Oko | Solomon Olajide | Micheal Oduh | Adanna Akingbohungbe | 20 KVA | ACDG | Outdoor | On Air | P1 | INT-Primary | INT | 6.6337 | 2.7346 | Auto | No | Yes | HUB | Yes [No comms] | 36 | Conventional | PC | ACDG - Li-Ion Hybrid
OG2990 | IHS_OGN_1211A | OG2990 | SANGO-Z3 | OTA | MTN P1 | Iyesi Ijaba Road, Owode, Ado Odo Ota LGA, Ogun State | SANGO-T3 | Lagos | Ogun | Yemi Ogunola | Adewale Idris | Ufuoma Gbudje | Emmanuel Babalola | Alebiosu, Joseph Ibukunoluwa | Micheal Oduh | Adanna Akingbohungbe | 33 KVA | ACDG | Outdoor | On Air | P1 | INT-Primary | INT | 6.6455 | 3.1773 | Auto | No | Yes | HUB | Yes | 42 | Conventional | PC | ACDG - Li-Ion Hybrid
OG3455 | IHS_OGN_1212A | OG3455 | SANGO-Z2 | ATAN/OWODE |  | 75 Acres Road, Iju Phase II, Iju Ota, Ado-Odo Ota LGA, Ogun State | SANGO-T4 | Lagos | Ogun | Abdulsalam Olaide Opeyemi | Adewale Idris | Ufuoma Gbudje | Chiedozie Oko | Solomon Olajide | Micheal Oduh | Adanna Akingbohungbe | 33 KVA | ACDG | Outdoor | On Air | P1 | INT-Primary | INT | 6.6917 | 3.1307 | Auto | No | Yes | HUB | Yes | 36 | Conventional | PC | ACDG - Li-Ion Hybrid
OG3616 | IHS_OGN_1214A | OG3616 | ABE-Z1 | Abeokuta Metro |  | 25, Ogunsanya Street, Kugba, Adatan, Abeokuta South LGA, Ogun State | ABE-T2 | Lagos | Ogun | Ajidagba Oyeniyi | Falajiki Ayodele | Ufuoma Gbudje | Chiedozie Oko | John Adesina | Micheal Oduh | Adanna Akingbohungbe | 20 KVA | ACDG | Outdoor | On Air | P3 | INT-Primary | INT | 7.1716 | 3.3596 | Auto | No | Yes | BTS | Yes | 36 | Conventional | PC | ACDG - Li-Ion Hybrid
OG2431 | IHS_OGN_1215A | IHS_OGN_1215A | ABE-Z2 | Abeokuta North |  | Oke-saje,Abeokuta. | ABE-T4 | Lagos | Ogun | Tajudeen Kamoru | Akintoye Olatunji | Ufuoma Gbudje | Chiedozie Oko | John Adesina | Micheal Oduh | Adanna Akingbohungbe | 20 KVA | ACDG | Outdoor | On Air | P3 | INT-Primary | INT | 7.1338 | 3.3781 | Auto | No | Yes | BTS | Yes | 36 | Conventional | PC | ACDG - Li-Ion Hybrid
OG3278 | IHS_OGN_1225A | OG3278 | SANGO-Z2 | ATAN/OWODE |  | Along Aromotola Village, Off Ado-Odo Road, Ado-Odo/Ota LGA, Ogun State | SANGO-T4 | Lagos | Ogun | Abdulsalam Olaide Opeyemi | Adewale Idris | Ufuoma Gbudje | Chiedozie Oko | Solomon Olajide | Micheal Oduh | Adanna Akingbohungbe | 33 KVA | ACDG | Outdoor | On Air | P1 | INT-Primary | INT | 6.6864 | 2.9852 | Manual | No | Yes | HUB | Yes | 36 | Conventional | Generator Only | ACDG - Conventional
OG3610 | IHS_OGN_1227A | OG3610 | SANGO-Z3 | OTA |  | Ileke compound, Osuke Ota, Ado-Odo LGA, Ogun State | SANGO-T3 | Lagos | Ogun | Yemi Ogunola | Adewale Idris | Ufuoma Gbudje | Emmanuel Babalola | Alebiosu, Joseph Ibukunoluwa | Micheal Oduh | Adanna Akingbohungbe | 22 KVA | ACDG | Outdoor | On Air | P1 | INT-Primary | INT | 6.6036 | 3.1627 | Auto | No | Yes | BTS | Yes | 54 | Conventional | Solar + PC | ACDG - Solar+Li-Ion Hybrid
OG3265 | IHS_OGN_1229A | OG3265 | ABE-Z2 | Abeokuta North |  | 37a, Awolowo Avenue, Isale-Igbein, Abeokuta North LGA, Ogun State | ABE-T4 | Lagos | Ogun | Tajudeen Kamoru | Akintoye Olatunji | Ufuoma Gbudje | Chiedozie Oko | John Adesina | Micheal Oduh | Adanna Akingbohungbe | 20 KVA | ACDG | Outdoor | On Air | P2 | INT-Primary | INT | 7.1966 | 3.3531 | Auto | No | Yes | BTS | Yes | 36 | Conventional | PC | ACDG - Li-Ion Hybrid
OG3130 | IHS_OGN_1237A | OG3130 | ABE-Z1 | Abeokuta Metro |  | BEHIND OGUN STATE SECRETARIAT IJEUN LUKOSI VILLAGE OBAFEMI OWODE,OGUN STATE | ABE-T2 | Lagos | Ogun | Ajidagba Oyeniyi | Falajiki Ayodele | Ufuoma Gbudje | Chiedozie Oko | Ibukunoluwa Oladele | Micheal Oduh | Adanna Akingbohungbe | 22 KVA | ACDG | Outdoor | On Air | P2 | INT-Primary | INT | 7.1253 | 3.3673 | Auto | No | Yes | BTS | Yes | 45 | Conventional | PC | ACDG - Li-Ion Hybrid
OG3218 | IHS_OGN_1240A | OG3218 | SANGO-Z2 | ATAN/OWODE |  | Otunba Jide Oni Street, Oke-Ore, Ado-Odo Ota LGA, Ogun State | SANGO-T4 | Lagos | Ogun | Abdulsalam Olaide Opeyemi | Adewale Idris | Ufuoma Gbudje | Chiedozie Oko | Solomon Olajide | Micheal Oduh | Adanna Akingbohungbe | 22 KVA | ACDG | Outdoor | On Air | P4 | INT-Primary | INT | 6.6769 | 3.0436 | Auto | No | No | BTS | Yes | 36 | Conventional | PC | ACDG - Li-Ion Hybrid
OG3097 | IHS_OGN_1241A | OG3097 | SANGO-Z3 | IGBESA/LUSADA |  | KETU ADIE OWE VILLAGE VIA LUSADA, ADO-ODO OTA, OGUN STATE | SANGO-T5 | Lagos | Ogun | Ridwan Muftau | Adewale Idris | Ufuoma Gbudje | Saheed Hamzah | Alebiosu, Joseph Ibukunoluwa | Micheal Oduh | Adanna Akingbohungbe | 27 KVA | ACDG | Outdoor | On Air | P2 | INT-Primary | INT | 6.596 | 3.0753 | Auto | No | Yes | HUB | Yes [No comms] | 36 | Conventional | PC | ACDG - Li-Ion Hybrid
OG2189 | IHS_OGN_1244A | OG2189 | ABE-Z2 | Abeokuta North |  | ALAMALA VILLAGE ALONG AIYETORO ROAD, ABEOKUTA, OGUN STATE | ABE-T4 | Lagos | Ogun | Tajudeen Kamoru | Akintoye Olatunji | Ufuoma Gbudje | Chiedozie Oko | Ajibola, Omotola Oluwatumininu | Micheal Oduh | Adanna Akingbohungbe | 20 KVA | ACDG | Outdoor | On Air | P1 | INT-Primary | INT | 7.1914 | 3.2434 | Auto | Yes | Yes | HUB | Yes | 36 | Conventional | Grid + PC | ACDG - Grid+Li-Ion Hybrid
OG2714 | IHS_OGN_1245A | OG1080 | ABE-Z1 | Abeokuta Metro |  | OGUNBONO STREET, ABULE OLONI, ABEOKUTA, OGUN STATE | ABE-T2 | Lagos | Ogun | Ajidagba Oyeniyi | Falajiki Ayodele | Ufuoma Gbudje | Chiedozie Oko | John Adesina | Micheal Oduh | Adanna Akingbohungbe | 33 KVA | ACDG | Outdoor | On Air | P1 | INT-Primary | INT | 7.1599 | 3.3624 | Auto | Yes | Yes | Terminal | Yes | 36 | Conventional | Grid + PC | ACDG - Grid+Li-Ion Hybrid
OG3442 | IHS_OGN_1249A | OG1094 | ABE-Z2 | Abeokuta North |  | 21, Block 12, Oke Ata Housing Estate, Abeokuta North LGA, Ogun State | ABE-T4 | Lagos | Ogun | Tajudeen Kamoru | Akintoye Olatunji | Ufuoma Gbudje | Chiedozie Oko | John Adesina | Micheal Oduh | Adanna Akingbohungbe | 33 KVA | ACDG | Outdoor | On Air | P1 | INT-Primary | INT | 7.1306 | 3.2876 | Auto | No | Yes | Metro | Yes | 42 | Conventional | PC | ACDG - Li-Ion Hybrid
OG1195 | IHS_OGN_1252A | OG1195 | Off Air | Off Air | Off Air | Off Air | Off Air | Off Air | Off Air | Off Air | Off Air | Off Air | Chiedozie Oko | John Adesina | Micheal Oduh | Adanna Akingbohungbe | 20 KVA | ACDG | Off Air | Off Air | P1 | INT-Primary | INT | Off Air | Off Air | Off Air | No | No | HUB | Off Air | 36 | Off Air | Off Air | Off Air
OG3800 | IHS_OGN_1270A | OG3800 | SANGO-Z1 | IFO |  | Temidire Agosi Community, Ifo LGA, Ogun State | SANGO-T2 | Lagos | Ogun | Olabode Olalekan | Olajide Olabisi | Ufuoma Gbudje | Chiedozie Oko | Ajibola, Omotola Oluwatumininu | Micheal Oduh | Adanna Akingbohungbe | 33 KVA | ACDG | Outdoor | On Air | P1 | INT-Primary | INT | 6.8276 | 3.207 | Auto | No | Yes | BTS | Yes | 36 | Conventional | PC | ACDG - Li-Ion Hybrid
OG3910 | IHS_OGN_1271A | OG3910 | ABE-Z3 | Ayetoro |  | Asiro Estate, off Professor Asiwaju Road, Imeko, Imeko Afon LGA, Ogun State | ABE-T5 | Lagos | Ogun | Azeez Agbaje | Victor Nnamdi | Ufuoma Gbudje | Chiedozie Oko | Ajibola, Omotola Oluwatumininu | Micheal Oduh | Adanna Akingbohungbe | 20 KVA | ACDG | Outdoor | On Air | P4 | INT-Primary | INT | 7.4417 | 2.8384 | Auto | No | Yes | BTS | Yes [No comms] | 70 | Conventional | PC | ACDG - Li-Ion Hybrid
OG3011 | IHS_OGN_1272A | OG3011 | SANGO-Z1 | SANGO |  | FADUNSI VILLAGE VIA IJOKO TOWN, IFO LGA, OGUN STATE | SANGO-T1 | Lagos | Ogun | Ayokunle Oyedeji | Olajide Olabisi | Ufuoma Gbudje | Chiedozie Oko | Festus Adewuyi | Micheal Oduh | Adanna Akingbohungbe | 22 KVA | ACDG | Outdoor | On Air | P1 | INT-Primary | INT | 6.771 | 3.2601 | Auto | No | Yes | HUB | Yes | 54 | Conventional | Solar + PC | ACDG - Solar+Li-Ion Hybrid
OG3322 | IHS_OGN_1273A | OG3322 | ABE-Z3 | Ilaro |  | beside Community Nursery and Pri.School, off Ashipa Rd, Yewa South LG, Ogun State | ABE-T6 | Lagos | Ogun | Sherrif Adeniran | Victor Nnamdi | Ufuoma Gbudje | Chiedozie Oko | Solomon Olajide | Micheal Oduh | Adanna Akingbohungbe | 20 KVA | ACDG | Outdoor | On Air | P4 | INT-Primary | INT | 6.8892 | 2.9354 | Auto | No | Yes | BTS | Yes | 36 | Conventional | PC | ACDG - Li-Ion Hybrid
OG3277 | IHS_OGN_1274A | OG3277 | ABE-Z3 | Ilaro |  | Igbo nla area along Ilaro-Ibeshe Road, Ilaro Egbado South | ABE-T6 | Lagos | Ogun | Sherrif Adeniran | Victor Nnamdi | Ufuoma Gbudje | Chiedozie Oko | Solomon Olajide | Micheal Oduh | Adanna Akingbohungbe | 20 KVA | ACDG | Outdoor | On Air | P4 | INT-Primary | INT | 6.924 | 3.0288 | Auto | No | Yes | BTS | Yes [No comms] | 36 | Conventional | Solar + PC | ACDG - Solar+Li-Ion Hybrid
OG3903 | IHS_OGN_1276A | OG3903 | SANGO-Z2 | IDI IROKO |  | Kanisuru Street, Via Aiyedun, Ipokia LGA, Ogun State | SANGO-T6 | Lagos | Ogun | Wasiu Adebisi | Adewale Idris | Ufuoma Gbudje | Chiedozie Oko | Solomon Olajide | Micheal Oduh | Adanna Akingbohungbe | 20 KVA | ACDG | Outdoor | On Air | P4 | INT-Primary | INT | 6.6526 | 2.7565 | Auto | No | Yes | BTS | Yes [No comms] | 70 | Conventional | Solar + PC | ACDG - Solar+Li-Ion Hybrid
OG4160 | IHS_OGN_1277A | OG4160 | Off Air | Off Air | Off Air | Off Air | Off Air | Off Air | Off Air | Off Air | Off Air | Off Air | Chiedozie Oko | Solomon Olajide | Micheal Oduh | Adanna Akingbohungbe | 20 KVA | ACDG | Off Air | Off Air | P2 | INT-Primary | INT | Off Air | Off Air | Off Air | No | No | Terminal | Off Air | 36 | Off Air | Off Air | Off Air
OG4145 | IHS_OGN_1280A | OG4145 | SANGO-Z1 | IFO | A-660 | Ben Salem Street, Owode, Ota, Ado-Odo, Ota LGA, Ogun State | SANGO-T2 | Lagos | Ogun | Olabode Olalekan | Olajide Olabisi | Ufuoma Gbudje | Chiedozie Oko | Festus Adewuyi | Micheal Oduh | Adanna Akingbohungbe | 15 KVA | ACDG | Outdoor | On Air | P1 | INT-Primary | INT | 6.7414 | 3.2208 | Manual | No | No | Terminal | Yes | 42 | Conventional | Generator Only | ACDG - Conventional
OG3088 | IHS_OGN_1283A | OG3088 | ABE-Z3 | Ilaro |  | BAALE OGUNBAYO VILLAGE, ODEDA NORTH LGA, ABEOKUTA, OGUN STATE | ABE-T6 | Lagos | Ogun | Sherrif Adeniran | Victor Nnamdi | Ufuoma Gbudje | Chiedozie Oko | Solomon Olajide | Micheal Oduh | Adanna Akingbohungbe | 20 KVA | ACDG | Outdoor | On Air | P4 | INT-Primary | INT | 6.9003 | 2.8404 | Auto | No | Yes | BTS | Yes | 36 | Conventional | PC | ACDG - Li-Ion Hybrid
OG3091 | IHS_OGN_1285A | OG3091 | ABE-Z3 | Ayetoro |  | OKE-ODO IMALA VILLAGE, ABEOKUTA NORTH LGA, OGUN STATE | ABE-T5 | Lagos | Ogun | Azeez Agbaje | Victor Nnamdi | Ufuoma Gbudje | Chiedozie Oko | Ajibola, Omotola Oluwatumininu | Micheal Oduh | Adanna Akingbohungbe | 20 KVA | ACDG | Outdoor | On Air | P4 | INT-Primary | INT | 7.2797 | 3.1244 | Auto | No | Yes | BTS | Yes | 70 | Conventional | Solar + PC | ACDG - Solar+Li-Ion Hybrid
OG3908 | IHS_OGN_1286A | OG3908 | SANGO-Z2 | ATAN/OWODE |  | Ilobi Erinja Opposite African church Primary School, Yewa South LGA, Ogun State | SANGO-T4 | Lagos | Ogun | Abdulsalam Olaide Opeyemi | Adewale Idris | Ufuoma Gbudje | Chiedozie Oko | Solomon Olajide | Micheal Oduh | Adanna Akingbohungbe | 22 KVA | ACDG | Outdoor | On Air | P4 | INT-Primary | INT | 6.7426 | 3.0276 | Auto | No | Yes | BTS | Yes | 70 | Conventional | Solar + PC | ACDG - Solar+Li-Ion Hybrid
OG3907 | IHS_OGN_1288A | OG3907 | ABE-Z3 | Ilaro |  | Iboro, Along Ilaro Abeokuta Road, Yewa North LGA, Ogun State | ABE-T6 | Lagos | Ogun | Sherrif Adeniran | Victor Nnamdi | Ufuoma Gbudje | Chiedozie Oko | Solomon Olajide | Micheal Oduh | Adanna Akingbohungbe | 20 KVA | ACDG | Outdoor | On Air | P1 | INT-Primary | INT | 7.09 | 3.0901 | Auto | No | Yes | HUB | Yes | 70 | Conventional | PC | ACDG - Li-Ion Hybrid
OG4159 | IHS_OGN_1289A | OG4159 | ABE-Z1 | Abeokuta Metro |  | Idi aba, Abeokuta South LGA, Ogun State | ABE-T2 | Lagos | Ogun | Ajidagba Oyeniyi | Falajiki Ayodele | Ufuoma Gbudje | Chiedozie Oko | John Adesina | Micheal Oduh | Adanna Akingbohungbe | 20 KVA | ACDG | Outdoor | On Air | P2 | INT-Primary | INT | 7.1527 | 3.3727 | Manual | No | No | BTS | Yes | 36 | Conventional | Generator Only | ACDG - Conventional
OG3150 | IHS_OGN_1290A | OG3150 | ABE-Z3 | Ilaro |  | 1004 ILARO YEWA OGUN STATE | ABE-T6 | Lagos | Ogun | Sherrif Adeniran | Victor Nnamdi | Ufuoma Gbudje | Chiedozie Oko | Solomon Olajide | Micheal Oduh | Adanna Akingbohungbe | 22 KVA | ACDG | Outdoor | On Air | P2 | INT-Primary | INT | 6.8836 | 3.0004 | Auto | No | Yes | NFE | Yes | 36 | Conventional | PC | ACDG - Li-Ion Hybrid
OG4143 | IHS_OGN_1291A | OG4143 | Off Air | Off Air | Off Air | Off Air | Off Air | Off Air | Off Air | Off Air | Off Air | Off Air | Chiedozie Oko | John Adesina | Micheal Oduh | Adanna Akingbohungbe | 20 KVA | ACDG | Off Air | Off Air | P1 | INT-Primary | INT | Off Air | Off Air | Off Air | No | No | HUB | Off Air | 36 | Off Air | Off Air | Off Air
OG3914 | IHS_OGN_1293A | OG3914 | SANGO-Z2 | ATAN/OWODE |  | Jigan Compound, Aromokola, Ado Odo/Ota L.G.A, Ogun State | SANGO-T4 | Lagos | Ogun | Abdulsalam Olaide Opeyemi | Adewale Idris | Ufuoma Gbudje | Chiedozie Oko | Solomon Olajide | Micheal Oduh | Adanna Akingbohungbe | 20 KVA | ACDG | Outdoor | On Air | P4 | INT-Primary | INT | 6.667 | 2.9847 | Auto | No | Yes | BTS | Yes | 70 | Conventional | Solar + PC | ACDG - Solar+Li-Ion Hybrid
OG3229 | IHS_OGN_1295A | OG3229 | ABE-Z3 | Ilaro |  | Apetu quarters, Oja Odan, Egbado North LGA, Ogun State | ABE-T6 | Lagos | Ogun | Sherrif Adeniran | Victor Nnamdi | Ufuoma Gbudje | Chiedozie Oko | Solomon Olajide | Micheal Oduh | Adanna Akingbohungbe | 20 KVA | ACDG | Outdoor | On Air | P4 | INT-Primary | INT | 6.8921 | 2.8429 | Auto | No | Yes | BTS | Yes | 55 | Conventional | Solar + PC | ACDG - Solar+Li-Ion Hybrid
OG4318 | IHS_OGN_1296A | OG4318 | ABE-Z1 | Obantoko | MTN P1 | OSIELE, ABEOKUTA, OGUN STATE | ABE-T1 | Lagos | Ogun | Bolaji Toheeb | Falajiki Ayodele | Ufuoma Gbudje | Chiedozie Oko | Ibukunoluwa Oladele | Micheal Oduh | Adanna Akingbohungbe | 15 KVA | ACDG | Outdoor | On Air | P1 | INT-Primary | INT | 7.1884 | 3.4402 | Manual | No | No | NFE | Yes | 45 | Conventional | Generator Only | ACDG - Conventional
OG4256 | IHS_OGN_1332A | OG4256 | ABE-Z3 | Ilaro |  | OPEOLUWA FROZEN FOODS, IBESE, OGUN STATE | ABE-T6 | Lagos | Ogun | Sherrif Adeniran | Victor Nnamdi | Ufuoma Gbudje | Chiedozie Oko | Solomon Olajide | Micheal Oduh | Adanna Akingbohungbe | 15 KVA | ACDG | Outdoor | On Air | P4 | INT-Primary | INT | 6.9577 | 3.0362 | Auto | No | Yes | BTS | Yes [No comms] | 36 | Conventional | PC | ACDG - Li-Ion Hybrid
OG4598 | IHS_OGN_1339A | OG4598 | SANGO-Z1 | IFO |  | Konifewo Village, Ilogbo Ota, Ado-Odo Ota, LGA, Ogun State | SANGO-T2 | Lagos | Ogun | Olabode Olalekan | Olajide Olabisi | Ufuoma Gbudje | Chiedozie Oko | Ajibola, Omotola Oluwatumininu | Micheal Oduh | Adanna Akingbohungbe | 15 KVA | ACDG | Outdoor | On Air | P1 | INT-Primary | INT | 6.7293 | 3.1958 | Manual | No | No | HUB | Yes | 42 | Conventional | Generator Only | ACDG - Conventional
OG4532 | IHS_OGN_1342A | OG4532 | ABE-Z2 | Obada | MTN P1 | Olowu Adigbe Village, via Ibara Abeokuta, Obafemi Owode LGA, Ogun State | ABE-T3 | Lagos | Ogun | Olawale Ayodele | Akintoye Olatunji | Ufuoma Gbudje | Chiedozie Oko | John Adesina | Micheal Oduh | Adanna Akingbohungbe | 33 KVA | ACDG | Outdoor | On Air | P1 | INT-Primary | INT | 7.1166 | 3.3254 | Manual | No | No | BTS | Yes | 35 | Conventional | Generator Only | ACDG - Conventional
OG4558 | IHS_OGN_1343A | OG4558 | ABE-Z3 | Ilaro |  | Bello Close, Oke Ola Ilaro, Yewa LGA, Ogun State | ABE-T6 | Lagos | Ogun | Sherrif Adeniran | Victor Nnamdi | Ufuoma Gbudje | Chiedozie Oko | Solomon Olajide | Micheal Oduh | Adanna Akingbohungbe | 15 KVA | ACDG | Outdoor | On Air | P2 | INT-Primary | INT | 6.9032 | 3.0048 | Auto | No | Yes | BTS | Yes | 35 | Conventional | PC | ACDG - Li-Ion Hybrid
OG4568 | IHS_OGN_1346A | OG4568 | ABE-Z2 | Obada |  | Oba Town,Obafemi Owode,LGA,Ogun State | ABE-T3 | Lagos | Ogun | Olawale Ayodele | Akintoye Olatunji | Ufuoma Gbudje | Chiedozie Oko | Ajibola, Omotola Oluwatumininu | Micheal Oduh | Adanna Akingbohungbe | 20 KVA | ACDG | Outdoor | On Air | P4 | INT-Primary | INT | 7.0244 | 3.3891 | Auto | No | Yes | BTS | Yes | 45 | Conventional | PC | ACDG - Li-Ion Hybrid
OG4553 | IHS_OGN_1348A | OG4553 | SANGO-Z1 | IFO |  | ALONG AKINSIDE IBOGUN ROAD, AKINSINDE TOWN, IFO LGA, OGUN STATE | SANGO-T2 | Lagos | Ogun | Olabode Olalekan | Olajide Olabisi | Ufuoma Gbudje | Chiedozie Oko | Ajibola, Omotola Oluwatumininu | Micheal Oduh | Adanna Akingbohungbe | 33 KVA | ACDG | Outdoor | On Air | P1 | INT-Primary | INT | 6.8075 | 3.1596 | Auto | No | Yes | Terminal | Yes | 45 | Conventional | PC | ACDG - Li-Ion Hybrid
OG4564 | IHS_OGN_1358A | OG4564 | ABE-Z3 | Ayetoro |  | ATAPELE IMEKO-AFUN | ABE-T5 | Lagos | Ogun | Azeez Agbaje | Victor Nnamdi | Ufuoma Gbudje | Chiedozie Oko | Ajibola, Omotola Oluwatumininu | Micheal Oduh | Adanna Akingbohungbe | 22 KVA | ACDG | Outdoor | On Air | P4 | INT-Primary | INT | 7.4982 | 2.9538 | Auto | No | Yes | BTS | Yes [No comms] | 70 | Conventional | Solar + PC | ACDG - Solar+Li-Ion Hybrid
OG4566 | IHS_OGN_1365A | OG4566 | ABE-Z3 | Ayetoro |  | ORI OKE MATELE ONIGANGAN ROAD, MATELE IMEKO AFON LGA, OGUN STATE | ABE-T5 | Lagos | Ogun | Azeez Agbaje | Victor Nnamdi | Ufuoma Gbudje | Chiedozie Oko | Ajibola, Omotola Oluwatumininu | Micheal Oduh | Adanna Akingbohungbe | 20 KVA | ACDG | Outdoor | On Air | P4 | INT-Primary | INT | 7.5202 | 2.9107 | Auto | No | Yes | BTS | Yes [No comms] | 70 | Conventional | PC | ACDG - Li-Ion Hybrid
OG4586 | IHS_OGN_1371A | B3975 | ABE-Z2 | Obada |  | NO 33 GBAJOMO STREET, IJEJA ABEOKUTA AKE, SOUTH LGA, OGUN | ABE-T3 | Lagos | Ogun | Olawale Ayodele | Akintoye Olatunji | Ufuoma Gbudje | Chiedozie Oko | John Adesina | Micheal Oduh | Adanna Akingbohungbe | 20 KVA | ACDG | Outdoor | On Air | P3 | INT-Primary | INT | 7.1455 | 3.3343 | Auto | No | Yes | HUB | Yes | 36 | Conventional | PC | ACDG - Li-Ion Hybrid
OG4994 | IHS_OGN_1372A | OG4994 | SANGO-Z1 | IFO | A-660 | 6, ALHAJA DUDU STREET, ABUDU, OFF ADEROJU AVENUE, ALONG ILOGBO ROAD, OTA, ADO-ODO LGA, OGUN | SANGO-T2 | Lagos | Ogun | Olabode Olalekan | Olajide Olabisi | Ufuoma Gbudje | Chiedozie Oko | Ajibola, Omotola Oluwatumininu | Micheal Oduh | Adanna Akingbohungbe | 22 KVA | ACDG | Outdoor | On Air | P1 | INT-Primary | INT | 6.7515 | 3.1952 | Manual | No | Yes | HUB | Yes | 35 | Conventional | Generator Only | ACDG - Conventional
OG4587 | IHS_OGN_1375A | OG4587 | ABE-Z1 | Abeokuta Metro |  | APOSTOLIC FAITH CHURCH, KUTO, OGUN STATE | ABE-T2 | Lagos | Ogun | Ajidagba Oyeniyi | Falajiki Ayodele | Ufuoma Gbudje | Chiedozie Oko | Ibukunoluwa Oladele | Micheal Oduh | Adanna Akingbohungbe | 15 KVA | ACDG | Outdoor | On Air | P4 | INT-Primary | INT | 7.1403 | 3.3555 | Auto | No | No | BTS | Yes | 35 | Conventional | PC | ACDG - Li-Ion Hybrid
OG4257 | IHS_OGN_1378A | OG4257 | SANGO-Z2 | ATAN/OWODE |  | OFF PALACE ROAD, IGBO OLOMI ATAN OWODE OTTA LGA, OGUN STATE | SANGO-T4 | Lagos | Ogun | Abdulsalam Olaide Opeyemi | Adewale Idris | Ufuoma Gbudje | Saheed Hamzah | Alebiosu, Joseph Ibukunoluwa | Micheal Oduh | Adanna Akingbohungbe | 22 KVA | ACDG | Outdoor | On Air | P1 | INT-Primary | INT | 6.6608 | 3.0935 | Auto | No | Yes | HUB | Yes | 45 | Conventional | PC | ACDG - Li-Ion Hybrid
OG4597 | IHS_OGN_1383A | OG1062 | ABE-Z1 | Abeokuta Metro |  | NO. 36 OLOMOWEWE STREET, ISALE ABETU ADATAN, ABEOKUTA SOUTH LGA, OGUN STATE | ABE-T2 | Lagos | Ogun | Ajidagba Oyeniyi | Falajiki Ayodele | Ufuoma Gbudje | Chiedozie Oko | John Adesina | Micheal Oduh | Adanna Akingbohungbe | 33 KVA | ACDG | Outdoor | On Air | P1 | INT-Primary | INT | 7.1665 | 3.3656 | Auto | No | Yes | HUB | Yes | 35 | Conventional | PC | ACDG - Li-Ion Hybrid
B5968 | IHS_OGN_1389E | B5968 | Off Air | Off Air | Off Air | Off Air | Off Air | Off Air | Off Air | Off Air | Off Air | Off Air | Chiedozie Oko | Ajibola, Omotola Oluwatumininu | Micheal Oduh | Adanna Akingbohungbe | 6.5 KW | DCDG | Off Air | Off Air | P1 | EMTS-SLB 2116 | IHSN | Off Air | Off Air | Off Air | No | No | HUB | Off Air | 40 | Off Air | Off Air | Off Air
OG1551 | IHS_OGN_1398B | OG1551 | SANGO-Z2 | IDI IROKO | A-660 | A Piece of land at Agboku Maun, Ipokia Local Government Area, Ogun State. | SANGO-T6 | Lagos | Lagos | Wasiu Adebisi | Adewale Idris | Ufuoma Gbudje | Chiedozie Oko | Solomon Olajide | Micheal Oduh | Adanna Akingbohungbe | 22 KVA | ACDG | Outdoor | On Air | P4 | IHS Collo | IHSN | 6.4855 | 6.4855 | Auto | No | Yes | Terminal | Yes [No comms] | 45 | Conventional | Solar + PC | ACDG - Solar+Li-Ion Hybrid
OG1631 | IHS_OGN_1399B | IHS_OGN_1399 | SANGO-Z2 | ATAN/OWODE |  | No. 5, Okpafi Nestle Estate, Atan-Ota,Ado Odo Ota LGA, Ogun State. | SANGO-T4 | Lagos | Ogun | Abdulsalam Olaide Opeyemi | Adewale Idris | Ufuoma Gbudje | Saheed Hamzah | Alebiosu, Joseph Ibukunoluwa | Micheal Oduh | Adanna Akingbohungbe | 20 KVA | ACDG | Outdoor | On Air | P4 | IHS Collo | IHSN | 6.6605 | 3.1004 | Auto | No | Yes | Terminal | Yes | 35 | Conventional | Solar + PC | ACDG - Solar+Li-Ion Hybrid
OG1666 | IHS_OGN_4036B | IHS_OGN_4036 | SANGO-Z2 | ATAN/OWODE |  |  | SANGO-T4 | Lagos | Ogun | Abdulsalam Olaide Opeyemi | Adewale Idris | Ufuoma Gbudje | Saheed Hamzah |  | Micheal Oduh | Adanna Akingbohungbe | 20 KVA | ACDG | Outdoor | On Air | P4 | IHS Collo | IHSN | 6.6677 | 3.11 | Auto | No | No |  | No |  | Conventional | PC | ACDG - Li-Ion Hybrid
OG1726 | IHS_OGN_4038B | IHS_OGN_4038 | SANGO-Z3 | IGBESA/LUSADA |  |  | SANGO-T5 | Lagos | Ogun | Ridwan Muftau | Adewale Idris | Ufuoma Gbudje | Saheed Hamzah |  | Micheal Oduh | Adanna Akingbohungbe | 20 KVA | ACDG | Outdoor | On Air | P4 | IHS Collo | IHSN | 6.5457 | 3.0701 | Auto | No | No |  | No |  | Conventional | PC | ACDG - Li-Ion Hybrid
OG1878 | IHS_OGN_4052B | IHS_OGN_4052B | SANGO-Z1 | IFO |  |  | SANGO-T2 | Lagos | Ogun | Olabode Olalekan | Olajide Olabisi | Ufuoma Gbudje | Chiedozie Oko |  | Micheal Oduh | Adanna Akingbohungbe | 20 KVA | ACDG | Outdoor | On Air | P4 | IHS Collo | IHSN | 6.8579 | 3.2094 | Auto | No | No |  | Yes |  | Conventional | PC | ACDG - Li-Ion Hybrid
OG4622 | IHS_OGU_0006B | IHS_OGU_006 | ABE-Z3 | Ilaro |  | Oja - Odan Road, obelle, Yewa North LGA, Ogun State | ABE-T6 | Lagos | Ogun | Sherrif Adeniran | Victor Nnamdi | Ufuoma Gbudje | Chiedozie Oko | Solomon Olajide | Micheal Oduh | Adanna Akingbohungbe | 20 KVA | ACDG | Outdoor | On Air | P1 | IHS Collo | IHSN | 6.9583 | 2.7155 | Auto | No | Yes | HUB | Yes [No comms] | 55 | Conventional | Solar + PC | ACDG - Solar+Li-Ion Hybrid
OG4250 | IHS_OGU_0010B | IHS_OGU_010 | SANGO-Z2 | ATAN/OWODE |  | Iyo Street, Off Ilaro Road, Owode, Yewa South LGA, Ogun State | SANGO-T4 | Lagos | Ogun | Abdulsalam Olaide Opeyemi | Adewale Idris | Ufuoma Gbudje | Chiedozie Oko | Solomon Olajide | Micheal Oduh | Adanna Akingbohungbe | 22 KVA | ACDG | Outdoor | On Air | P3 | IHS Collo | IHSN | 6.7 | 2.9859 | Auto | No | Yes | BTS | Yes | 50 | Conventional | Solar + PC | ACDG - Solar+Li-Ion Hybrid
OG4479 | IHS_OGU_0011B | IHS_OGU_011 | SANGO-Z3 | OTA |  | Behind Magistrate Court, Olorunsogo Street, Ago - ishaga, Ota, Ado Odo Ota LGA, Ogun State | SANGO-T3 | Lagos | Ogun | Yemi Ogunola | Adewale Idris | Ufuoma Gbudje | Emmanuel Babalola | Alebiosu, Joseph Ibukunoluwa | Micheal Oduh | Adanna Akingbohungbe | 20 KVA | ACDG | Outdoor | On Air | P1 | IHS Collo | IHSN | 6.6913 | 3.2344 | Auto | No | Yes | HUB | Yes | 50 | Conventional | Solar + PC | ACDG - Solar+Li-Ion Hybrid
OG2208 | IHS_OGU_0016B | IHS_OGU_016 | SANGO-Z3 | OTA |  | Oruba, Ago Igbrira, Ota, Ogun State | SANGO-T3 | Lagos | Ogun | Yemi Ogunola | Adewale Idris | Ufuoma Gbudje | Emmanuel Babalola | Alebiosu, Joseph Ibukunoluwa | Micheal Oduh | Adanna Akingbohungbe | 22 KVA | ACDG | Outdoor | On Air | P3 | IHS Collo | IHSN | 6.6877 | 3.2283 | Auto | No | Yes | BTS | Yes | 50 | Conventional | PC | ACDG - Li-Ion Hybrid
OG4255 | IHS_OGU_0020B | IHS_OGU_020 | ABE-Z3 | Ilaro |  | Off Oke Ilemo Street, Alagbada Road, Imasayi Town, Yewa North LGA, Ogun State | ABE-T6 | Lagos | Ogun | Sherrif Adeniran | Victor Nnamdi | Ufuoma Gbudje | Chiedozie Oko | Solomon Olajide | Micheal Oduh | Adanna Akingbohungbe | 22 KVA | ACDG | Outdoor | On Air | P4 | IHS Collo | IHSN | 7.0757 | 3.0833 | Auto | No | Yes | BTS | Yes [No comms] | 50 | Conventional | Solar + PC | ACDG - Solar+Li-Ion Hybrid
OG2800 | IHS_OGU_0027B | IHS_OGU_027 | SANGO-Z3 | IGBESA/LUSADA |  | Ogun Free Trade Zone, Igbesa Town, Ado-Odo/Ota LGA, Ogun State | SANGO-T5 | Lagos | Ogun | Ridwan Muftau | Adewale Idris | Ufuoma Gbudje | Saheed Hamzah | Alebiosu, Joseph Ibukunoluwa | Micheal Oduh | Adanna Akingbohungbe | 33 KVA | ACDG | Outdoor | On Air | P3 | IHS Collo | IHSN | 6.5474 | 3.1237 | Auto | No | No | Terminal | Yes | 50 | Conventional | PC | ACDG - Li-Ion Hybrid
OG5196 | IHS_OGU_0029B | IHS_OGU_029 | SANGO-Z3 | OTA |  | 4, Egbeleke Street, Jacross Bus Stop, Iyesi, Ota, Ogun State | SANGO-T3 | Lagos | Ogun | Yemi Ogunola | Adewale Idris | Ufuoma Gbudje | Emmanuel Babalola | Alebiosu, Joseph Ibukunoluwa | Micheal Oduh | Adanna Akingbohungbe | 33 KVA | ACDG | Outdoor | On Air | P1 | IHS Collo | IHSN | 6.6669 | 3.1827 | Auto | No | Yes | Terminal | Yes | 50 | Conventional | Solar + PC | ACDG - Solar+Li-Ion Hybrid
OG5227 | IHS_OGU_0030B | IHS_OGU_030 | ABE-Z3 | Ilaro |  | Ibileru Adele-Olu family land, Along Idogo/Owode/Ilaro Junction, Opposite Stadium, Ilaro-Yewa LGA, Ogun State | ABE-T6 | Lagos | Ogun | Sherrif Adeniran | Victor Nnamdi | Ufuoma Gbudje | Chiedozie Oko | Solomon Olajide | Micheal Oduh | Adanna Akingbohungbe | 20 KVA | ACDG | Outdoor | On Air | P3 | IHS Collo | IHSN | 6.8699 | 3.0091 | Auto | No | Yes | BTS | Yes | 50 | Conventional | Solar + PC | ACDG - Solar+Li-Ion Hybrid
OG5228 | IHS_OGU_0034B | IHS_OGU_034 | ABE-Z3 | Ilaro |  | ADIO MEKO STREET WITHIN OLADITAN COMPOUND, PAPA OLOSUN, OJA ODAN, YEWA NORTH LOCAL GOVERNMENT AREA, OGUN STATE | ABE-T6 | Lagos | Ogun | Sherrif Adeniran | Victor Nnamdi | Ufuoma Gbudje | Chiedozie Oko | Solomon Olajide | Micheal Oduh | Adanna Akingbohungbe | 20 KVA | ACDG | Outdoor | On Air | P4 | IHS Collo | IHSN | 6.8972 | 2.8445 | Auto | No | Yes | BTS | Yes | 45 | Conventional | Solar + PC | ACDG - Solar+Li-Ion Hybrid
OG5744 | IHS_OGU_0038B | IHS_OGU_038 | ABE-Z3 | Ilaro | A-660 | Health Centre @ Ajibawo Ijako Village Opposite Ibese Dangote Cement Factory Yew L.G.A Ogun State | ABE-T6 | Lagos | Ogun | Sherrif Adeniran | Victor Nnamdi | Ufuoma Gbudje | Chiedozie Oko | Solomon Olajide | Micheal Oduh | Adanna Akingbohungbe | 20 KVA | ACDG | Outdoor | On Air | P3 | IHS Collo | IHSN | 7.0099 | 3.0423 | Auto | No | Yes | BTS | Yes | 35 | Conventional | Solar + PC | ACDG - Solar+Li-Ion Hybrid
OG5230 | IHS_OGU_0039B | IHS_OGU_039 | ABE-Z3 | Ilaro |  | Musa Street, Off Leshi Road, Yewa South LGA, Ilaro, Ogun State | ABE-T6 | Lagos | Ogun | Sherrif Adeniran | Victor Nnamdi | Ufuoma Gbudje | Chiedozie Oko | Solomon Olajide | Micheal Oduh | Adanna Akingbohungbe | 22 KVA | ACDG | Outdoor | On Air | P2 | IHS Collo | IHSN | 6.8928 | 3.0165 | Auto | No | Yes | NFE | Yes | 50 | Conventional | Solar + PC | ACDG - Solar+Li-Ion Hybrid
OG5713 | IHS_OGU_0041B | OG1116 | SANGO-Z3 | OTA |  | 4, Kola Ilo Street, Off Osuketedo Street, Afobaje Oja, Sango Ota, Ogun State | SANGO-T3 | Lagos | Ogun | Yemi Ogunola | Adewale Idris | Ufuoma Gbudje | Emmanuel Babalola | Alebiosu, Joseph Ibukunoluwa | Micheal Oduh | Adanna Akingbohungbe | 22 KVA | ACDG | Outdoor | On Air | P1 | IHS Collo | IHSN | 6.6783 | 3.2181 | Auto | No | Yes | Terminal | Yes | 50 | Conventional | Solar + PC | ACDG - Solar+Li-Ion Hybrid
OG5802 | IHS_OGU_0043C | IHS_OGU_043 | SANGO-Z1 | SANGO |  | 13, IBRAHIM SOKANBI STREET ORILE ILOYE, SANGO OTTA, OGUN STATE | SANGO-T1 | Lagos | Ogun | Ayokunle Oyedeji | Olajide Olabisi | Ufuoma Gbudje | Chiedozie Oko | Festus Adewuyi | Micheal Oduh | Adanna Akingbohungbe | 20 KVA | ACDG | Outdoor | On Air | P1 | INT Collo | INT | 6.7141 | 3.2633 | Auto | No | No | Terminal | Yes | 50 | Conventional | Grid | ACDG - Grid (with BUB)
OG5630 | IHS_OGU_0047C | OG5630 | ABE-Z1 | Obantoko |  | No. 7, Labi Orelaja Drive, Off Keji Ogunbona Street, Fajol Estate, Abeokuta South LGA, Ogun State | ABE-T1 | Lagos | Ogun | Bolaji Toheeb | Falajiki Ayodele | Ufuoma Gbudje | Chiedozie Oko | Ibukunoluwa Oladele | Micheal Oduh | Adanna Akingbohungbe | 33 KVA | ACDG | Outdoor | On Air | P2 | INT Collo | INT | 7.1842 | 3.3867 | Auto | No | Yes | BTS | Yes | 50 | Conventional | Solar + PC | ACDG - Solar+Li-Ion Hybrid
OG2264 | IHS_OGU_0057C | OG1237 | ABE-Z2 | Obada | MTN P1 | No. 17, Shosanya Street, Abese road, Obada Oko, Ewekoro LGA, Ogun State | ABE-T3 | Lagos | Ogun | Olawale Ayodele | Akintoye Olatunji | Ufuoma Gbudje | Chiedozie Oko | John Adesina | Micheal Oduh | Adanna Akingbohungbe | 6.5 KW | DCDG | Outdoor | On Air | P1 | INT Collo | INT | 7.0654 | 3.2886 | Manual | No | No | Terminal | Yes | 50 | Non-Conventional | Generator Only | DCDG - Deep Cycle
OG3614 | IHS_OGU_0068K | B131 | ABE-Z2 | Obada |  | NO. 29 ABULE OBA STR, IDI MANGO, OFF POWERLINE, ADIGBE, ABEOKUTA, OGUN STATE | ABE-T3 | Lagos | Ogun | Olawale Ayodele | Akintoye Olatunji | Ufuoma Gbudje | Chiedozie Oko | John Adesina | Micheal Oduh | Adanna Akingbohungbe | 22 KVA | ACDG | Outdoor | On Air | P4 | IHS Collo | IHSN | 7.1028 | 3.3157 | Auto | No | Yes | BTS | Yes | 46 | Conventional | PC | ACDG - Li-Ion Hybrid
T6189 | IHS_OGU_0083K | B003 | SANGO-Z1 | SANGO |  | 1 ABIGAIL OYINDAMOLA CLOSE IJOKO, OGUN STATE | SANGO-T1 | Lagos | Ogun | Ayokunle Oyedeji | Olajide Olabisi | Ufuoma Gbudje | Chiedozie Oko | Festus Adewuyi | Micheal Oduh | Adanna Akingbohungbe | 22 KVA | ACDG | Outdoor | On Air | P3 | IHS Collo | IHSN | 6.7169 | 3.2481 | Auto | No | Yes | HUB | Yes | 46 | Conventional | PC | ACDG - Li-Ion Hybrid
OG2895 | IHS_OGU_0099B | OG2895 | ABE-Z1 | Obantoko | A-660 | AT ALARO KOFESU TOWN, OPPOSITE FEDERAL UNIVERSITY OF AGRICULTURE, ABEOKUTA, OGUN STATE, NIGERIA. | ABE-T1 | Lagos | Ogun | Bolaji Toheeb | Falajiki Ayodele | Ufuoma Gbudje | Chiedozie Oko | Ibukunoluwa Oladele | Micheal Oduh | Adanna Akingbohungbe | 33 KVA | ACDG | Outdoor | On Air | P2 | IHS Collo | IHSN | 7.2257 | 3.4524 | Auto | No | Yes | BTS | Yes | 35 | Conventional | Solar + PC | ACDG - Solar+Li-Ion Hybrid
OG2705 | IHS_OGU_0101B | OG2705 | ABE-Z2 | Obada |  | 3 Monijesu Street,Adigbe,Off Ojoda Road,Panseke,Obafemi Owode LGA,Abeokuta Ogun State | ABE-T3 | Lagos | Ogun | Olawale Ayodele | Akintoye Olatunji | Ufuoma Gbudje | Chiedozie Oko | John Adesina | Micheal Oduh | Adanna Akingbohungbe | 20 KVA | ACDG | Outdoor | On Air | P2 | IHS Collo | IHSN | 7.1159 | 3.3167 | Auto | Yes | Yes | BTS | Yes | 35 | Conventional | Grid | ACDG - Grid (with BUB)
OG2713 | IHS_OGU_0102B | OG2713 | ABE-Z2 | Abeokuta North |  | Abule Odu,Oke Ata,Abeokuta North LGA Ogun State | ABE-T4 | Lagos | Ogun | Tajudeen Kamoru | Akintoye Olatunji | Ufuoma Gbudje | Chiedozie Oko | John Adesina | Micheal Oduh | Adanna Akingbohungbe | 22 KVA | ACDG | Outdoor | On Air | P3 | IHS Collo | IHSN | 7.1362 | 3.2965 | Auto | Yes | Yes | BTS | Yes | 35 | Conventional | Grid + Solar + PC | ACDG - Grid+Solar+Li-Ion Hybrid
OG2217 | IHS_OGU_0111B | IHS_OGU_111 | SANGO-Z1 | IFO |  | Plot 21,Block XIII,Obalufr Sceme, Ile-Ife Osun State also known as Ooni Adeyeye Ogunwusi Avenue,Parakin,Ile ife | SANGO-T2 | Lagos | Ogun | Olabode Olalekan | Olajide Olabisi | Ufuoma Gbudje | Chiedozie Oko | Festus Adewuyi | Micheal Oduh | Adanna Akingbohungbe | 22 KVA | ACDG | Outdoor | On Air | P2 | IHS Collo | IHSN | 6.7359 | 3.1919 | Auto | No | Yes | BTS | Yes | 35 | Conventional | Solar + PC | ACDG - Solar+Li-Ion Hybrid
OG2283 | IHS_OGU_0113B | IHS_OGU_113 | SANGO-Z1 | SANGO |  | No. 3, Ire-Akari Street, Oke-Ila, ijoko, Ado/Odo Ota LGA, Ogun State | SANGO-T1 | Lagos | Ogun | Ayokunle Oyedeji | Olajide Olabisi | Ufuoma Gbudje | Chiedozie Oko | Festus Adewuyi | Micheal Oduh | Adanna Akingbohungbe | 20 KVA | ACDG | Outdoor | On Air | P4 | IHS Collo | IHSN | 6.7454 | 3.2346 | Auto | No | Yes | BTS | Yes | 35 | Conventional | Solar + PC | ACDG - Solar+Li-Ion Hybrid
OG2291 | IHS_OGU_0114B | IHS_OGU_114 | SANGO-Z3 | OTA |  | 18, Lords Avenue, Akeja, Ota, Ogun state | SANGO-T3 | Lagos | Lagos | Yemi Ogunola | Adewale Idris | Ufuoma Gbudje | Emmanuel Babalola | Alebiosu, Joseph Ibukunoluwa | Micheal Oduh | Adanna Akingbohungbe | 20 KVA | ACDG | Outdoor | On Air | P4 | IHS Collo | IHSN | 6.6746 | 3.2438 | Auto | No | Yes | BTS | Yes | 35 | Conventional | Solar + PC | ACDG - Solar+Li-Ion Hybrid
OG2311 | IHS_OGU_0116B | IHS_OGU_116 | SANGO-Z1 | SANGO |  | 13, Liberty Gas Lane, Ijoko, Ota, Ogun state | SANGO-T1 | Lagos | Ogun | Ayokunle Oyedeji | Olajide Olabisi | Ufuoma Gbudje | Chiedozie Oko | Festus Adewuyi | Micheal Oduh | Adanna Akingbohungbe | 22 KVA | ACDG | Outdoor | On Air | P2 | IHS Collo | IHSN | 6.7394 | 3.2519 | Auto | No | Yes | BTS | Yes [No comms] | 35 | Conventional | PC | ACDG - Li-Ion Hybrid
OG3118 | IHS_OGU_0128B | IHS_OGU_128 | SANGO-Z3 | OTA |  | Ilata Compound, Oruba Quarters, Ado-odo, Ota, Ogun | SANGO-T3 | Lagos | Ogun | Yemi Ogunola | Adewale Idris | Ufuoma Gbudje | Emmanuel Babalola | Alebiosu, Joseph Ibukunoluwa | Micheal Oduh | Adanna Akingbohungbe | 22 KVA | ACDG | Outdoor | On Air | P4 | IHS Collo | IHSN | 6.6871 | 3.2319 | Auto | No | Yes | BTS | Yes | 40 | Conventional | Solar + PC | ACDG - Solar+Li-Ion Hybrid
OG3153 | IHS_OGU_0129B | IHS_OGU_129 | SANGO-Z1 | SANGO |  | 38, IBIKUNLE STREET, TEMIDIRE, SANGO, SANGO IJOKO LCDA, IFO/OTA L.G.A, OGUN STATE. | SANGO-T1 | Lagos | Ogun | Ayokunle Oyedeji | Olajide Olabisi | Ufuoma Gbudje | Chiedozie Oko | Festus Adewuyi | Micheal Oduh | Adanna Akingbohungbe | 20 KVA | ACDG | Outdoor | On Air | P4 | IHS Collo | IHSN | 6.7111 | 3.2484 | Auto | No | Yes | BTS | Yes | 35 | Conventional | PC | ACDG - Li-Ion Hybrid
OG1799 | IHS_OGU_0140C | IHS_OGU_140 | SANGO-Z3 | IGBESA/LUSADA | A-660 | 58, Lusada-Igbesa Road, iyana-Osun, Lusada, Ado Odo LGA, Ogun State | SANGO-T5 | Lagos | Ogun | Ridwan Muftau | Adewale Idris | Ufuoma Gbudje | Saheed Hamzah | Alebiosu, Joseph Ibukunoluwa | Micheal Oduh | Adanna Akingbohungbe | 20 KVA | ACDG | Outdoor | On Air | P2 | INT Collo | INT | 6.577 | 3.0926 | Manual | No | Yes | BTS | Yes | 55 | Conventional | Generator Only | ACDG - Conventional
IHS_OGU_178 | IHS_OGU_0178B | IHS_OGU_178 | Off Air | Off Air | Off Air | Off Air | Off Air | Off Air | Off Air | Off Air | Off Air | Off Air | Emmanuel Babalola | Alebiosu, Joseph Ibukunoluwa | Micheal Oduh | Adanna Akingbohungbe | No details | No details | Off Air | Off Air | Off Air | Off Air | Off Air | Off Air | Off Air | Off Air | No | No | Off Air | Off Air | 45 | Off Air | Off Air | Off Air
IHS_OGU_181 | IHS_OGU_0181B | IHS_OGU_181 | Off Air | Off Air | Off Air | Off Air | Off Air | Off Air | Off Air | Off Air | Off Air | Off Air | Chiedozie Oko | John Adesina | Micheal Oduh | Adanna Akingbohungbe | No details | No details | Off Air | Off Air | Off Air | Off Air | Off Air | Off Air | Off Air | Off Air | No | No | Off Air | Off Air | 25 | Off Air | Off Air | Off Air
IHS_OGU_182 | IHS_OGU_0182B | IHS_OGU_182 | Off Air | Off Air | Off Air | Off Air | Off Air | Off Air | Off Air | Off Air | Off Air | Off Air | Chiedozie Oko | Solomon Olajide | Micheal Oduh | Adanna Akingbohungbe | No details | No details | Off Air | Off Air | Off Air | Off Air | Off Air | Off Air | Off Air | Off Air | No | No | Off Air | Off Air | 35 | Off Air | Off Air | Off Air
IHS_OGU_183 | IHS_OGU_0183B | IHS_OGU_183 | Off Air | Off Air | Off Air | Off Air | Off Air | Off Air | Off Air | Off Air | Off Air | Off Air | Chiedozie Oko | John Adesina | Micheal Oduh | Adanna Akingbohungbe | No details | No details | Off Air | Off Air | P4 | IHS Collo | IHSN | Off Air | Off Air | Off Air | No | No | Off Air | Off Air | 25 | Off Air | Off Air | Off Air
IHS_OGU_187 | IHS_OGU_0187B | IHS_OGU_187 | Off Air | Off Air | Off Air | Off Air | Off Air | Off Air | Off Air | Off Air | Off Air | Off Air | Audu Simon Wisdom | Oluwatoyin Adegun | Micheal Oduh | Adanna Akingbohungbe | No details | No details | Off Air | Off Air | P4 | IHS Collo | IHSN | Off Air | Off Air | Off Air | No | No | Off Air | Off Air | 35 | Off Air | Off Air | Off Air
IHS_OGU_269 | IHS_OGU_0269B | IHS_OGU_269 | SANGO-Z3 | OTA |  | 14, HARMONY AVENUE, BELLS DRIVE OTA, OGUN STATE. | SANGO-T3 | Lagos | Ogun | Yemi Ogunola | Adewale Idris | Ufuoma Gbudje | Emmanuel Babalola | Alebiosu, Joseph Ibukunoluwa | Micheal Oduh | Adanna Akingbohungbe | 22 KVA | ACDG | Outdoor | On Air | P2 | IHS Collo | IHSN | 6.6903 | 3.1707 | Manual | No | Yes | BTS | No | 35 | not specified | not specified | not specified
OG5738 | IHS_OGU_0270B | IHS_OGU_270 | SANGO-Z2 | ATAN/OWODE |  | OPPOSITE OSOBA WATER CORPERATION, OWODE YEWA, OGUN STATE. | SANGO-T4 | Lagos | Ogun | Abdulsalam Olaide Opeyemi | Adewale Idris | Ufuoma Gbudje | Chiedozie Oko | Solomon Olajide | Micheal Oduh | Adanna Akingbohungbe | 33 KVA | ACDG | Outdoor | On Air | P2 | IHS Collo | IHSN | 6.7067 | 2.9889 | Auto | No | Yes | BTS | Yes | 35 | Conventional | Solar + PC | ACDG - Solar+Li-Ion Hybrid
OG4748 | IHS_OGU_0271B | IHS_OGU_271 | SANGO-Z1 | IFO |  | 7, SHOBIYE STREET, OSOSUN TITUN, IFO, IFO LGA, OGUN STATE. | SANGO-T2 | Lagos | Ogun | Olabode Olalekan | Olajide Olabisi | Ufuoma Gbudje | Chiedozie Oko | Ajibola, Omotola Oluwatumininu | Micheal Oduh | Adanna Akingbohungbe | 22 KVA | ACDG | Outdoor | On Air | P1 | IHS Collo | IHSN | 6.8191 | 3.2161 | Auto | No | Yes | BTS | Yes | 25 | Conventional | PC | ACDG - Li-Ion Hybrid
OG1804 | IHS_OGU_0272B | IHS_OGU_272 | SANGO-Z3 | IGBESA/LUSADA |  | 1 Perin Estate GZI Limited, Agbara Industrial Estate LGA, Ogun | SANGO-T5 | Lagos | Ogun | Ridwan Muftau | Adewale Idris | Ufuoma Gbudje | Saheed Hamzah | Alebiosu, Joseph Ibukunoluwa | Micheal Oduh | Adanna Akingbohungbe | 22 KVA | ACDG | Outdoor | On Air | P4 | IHS Collo | IHSN | 6.524 | 3.0709 | Auto | No | Yes | BTS | Yes | 35 | Conventional | PC | ACDG - Li-Ion Hybrid
OG5131 | IHS_OGU_0275B | IHS_OGU_275 | SANGO-Z3 | IGBESA/LUSADA |  | Plot 12, Prime Estate Properties, Igbesa, Ogun State | SANGO-T5 | Lagos | Ogun | Ridwan Muftau | Adewale Idris | Ufuoma Gbudje | Saheed Hamzah | Alebiosu, Joseph Ibukunoluwa | Micheal Oduh | Adanna Akingbohungbe | 22 KVA | ACDG | Outdoor | On Air | P4 | IHS Collo | IHSN | 6.5625 | 3.1278 | Auto | No | Yes | BTS | Yes | 35 | Conventional | Solar + PC | ACDG - Solar+Li-Ion Hybrid
OG5591 | IHS_OGU_0283B | IHS_OGU_283 | SANGO-Z1 | IFO |  | 10B, ANUOLUWAPO STREET, FOUR ACRE, ILEPA, IFO LOCAL GOVERNEMENT AREA, OGUN STATE. | SANGO-T2 | Lagos | Ogun | Olabode Olalekan | Olajide Olabisi | Ufuoma Gbudje | Chiedozie Oko | Ajibola, Omotola Oluwatumininu | Micheal Oduh | Adanna Akingbohungbe | 20 KVA | ACDG | Outdoor | On Air | P4 | IHS Collo | IHSN | 6.7693 | 6.7693 | Manual | No | Yes | BTS | Yes [No comms] | 35 | Conventional | Generator Only | ACDG - Conventional
OG2875 | IHS_OGU_0300B | IHS_OGU_300 | ABE-Z3 | Ilaro |  | Oke Ela, Iparioda Bus Stop, Ilaro, Ogun State. | ABE-T6 | Lagos | Ogun | Sherrif Adeniran | Victor Nnamdi | Ufuoma Gbudje | Chiedozie Oko | Solomon Olajide | Micheal Oduh | Adanna Akingbohungbe | 27 KVA | ACDG | Outdoor | On Air | P3 | IHS Collo | IHSN | 6.8875 | 3.0368 | Auto | No | Yes | BTS | Yes | 35 | Conventional | Solar + PC | ACDG - Solar+Li-Ion Hybrid
OG2434 | IHS_OGU_0310B | IHS_OGU_310 | SANGO-Z3 | OTA |  | 60, Old Ilogbo Road, Baale Ota, Ifo LGA, Ogun. | SANGO-T3 | Lagos | Ogun | Yemi Ogunola | Adewale Idris | Ufuoma Gbudje | Emmanuel Babalola | Alebiosu, Joseph Ibukunoluwa | Micheal Oduh | Adanna Akingbohungbe | 27 KVA | ACDG | Outdoor | On Air | P1 | IHS Collo | IHSN | 6.6995 | 3.2034 | Auto | No | Yes | BTS | Yes | 25 | Conventional | PC | ACDG - Li-Ion Hybrid
IHS_OGU_312 | IHS_OGU_0312B | IHS_OGU_312 | Off Air | Off Air | Off Air | Off Air | Off Air | Off Air | Off Air | Off Air | Off Air | Off Air | Chiedozie Oko |  | Micheal Oduh | Adanna Akingbohungbe | No details | No details | Off Air | Off Air | Off Air | IHS Collo | IHSN | Off Air | Off Air | Off Air | No | No | Off Air | Off Air | 25 | Off Air | Off Air | Off Air
OG2435 | IHS_OGU_0313B | IHS_OGU_313 | SANGO-Z3 | IGBESA/LUSADA |  | After Ita School, Cele 3, Oko Afo Bus Stop, Ado Odo, Ota LGA, Ogun. | SANGO-T5 | Lagos | Ogun | Ridwan Muftau | Adewale Idris | Ufuoma Gbudje | Saheed Hamzah | Alebiosu, Joseph Ibukunoluwa | Micheal Oduh | Adanna Akingbohungbe | 20 KVA | ACDG | Outdoor | On Air | P1 | IHS Collo | IHSN | 6.5312 | 2.9964 | Auto | No | Yes | BTS | Yes | 25 | Conventional | Solar + PC | ACDG - Solar+Li-Ion Hybrid
OG2441 | IHS_OGU_0314B | IHS_OGU_314 | SANGO-Z2 | IDI IROKO |  | Olokuta Idogo Town, Ilaro Road, Ilaro, Yewa L.G.A, Ogun. | SANGO-T6 | Lagos | Ogun | Wasiu Adebisi | Adewale Idris | Ufuoma Gbudje | Chiedozie Oko | Solomon Olajide | Micheal Oduh | Adanna Akingbohungbe | 20 KVA | ACDG | Outdoor | On Air | P4 | IHS Collo | IHSN | 6.8015 | 2.8554 | Auto | No | Yes | BTS | Yes | 25 | Conventional | Solar + PC | ACDG - Solar+Li-Ion Hybrid
OG2338 | IHS_OGU_0316B | IHS_OGU_0316B | SANGO-Z3 | IGBESA/LUSADA |  | Ile-Ise Oyinbo, Lusadea, Ado-Odo Ota LGA, Ogun. | SANGO-T5 | Lagos | Ogun | Ridwan Muftau | Adewale Idris | Ufuoma Gbudje | Saheed Hamzah | Alebiosu, Joseph Ibukunoluwa | Micheal Oduh | Adanna Akingbohungbe | 20 KVA | ACDG | Outdoor | On Air | P4 | IHS Collo | IHSN | 6.5869 | 3.0918 | Auto | No | Yes | BTS | Yes | 25 | Conventional | Solar + PC | ACDG - Solar+Li-Ion Hybrid
OG1970 | IHS_OGU_0317B | IHS_OGU_317 | ABE-Z3 | Ilaro |  | Ile Igbo Quarters, Shawonjo, Yewa North LGA, Ogun. | ABE-T6 | Lagos | Ogun | Sherrif Adeniran | Victor Nnamdi | Ufuoma Gbudje | Chiedozie Oko | Solomon Olajide | Micheal Oduh | Adanna Akingbohungbe | 15 KVA | ACDG | Outdoor | On Air | P4 | IHS Collo | IHSN | 7.0877 | 3.005 | Auto | No | Yes | BTS | Yes | 25 | Conventional | PC | ACDG - Li-Ion Hybrid
OG2339 | IHS_OGU_0318B | IHS_OGU_318 | SANGO-Z3 | IGBESA/LUSADA |  | Ile Oja Akowe, Imose, Ado-Odo Ota LGA, Ogun. | SANGO-T5 | Lagos | Ogun | Ridwan Muftau | Adewale Idris | Ufuoma Gbudje | Saheed Hamzah | Alebiosu, Joseph Ibukunoluwa | Micheal Oduh | Adanna Akingbohungbe | 20 KVA | ACDG | Outdoor | On Air | P1 | IHS Collo | IHSN | 6.5559 | 3.1841 | Auto | No | Yes | BTS | Yes | 25 | Conventional | Solar + PC | ACDG - Solar+Li-Ion Hybrid
OG2482 | IHS_OGU_0320B | IHS_OGU_320 | SANGO-Z3 | IGBESA/LUSADA | A-660 | Ago Tuntun Edu,Agbara,Lusada Road,Ogun State | SANGO-T5 | Lagos | Ogun | Ridwan Muftau | Adewale Idris | Ufuoma Gbudje | Saheed Hamzah | Alebiosu, Joseph Ibukunoluwa | Micheal Oduh | Adanna Akingbohungbe | 33 KVA | ACDG | Outdoor | On Air | P1 | IHS Collo | IHSN | 6.5463 | 3.0589 | Auto | No | Yes | BTS | Yes | 30 | Conventional | PC | ACDG - Li-Ion Hybrid
OG5659 | IHS_OGU_0334B | IHS_OGU_0334B | SANGO-Z3 | IGBESA/LUSADA |  | Opposite Break-Through Camp, Akinwumi Bus-Stop, Agbara Igbesa Road, Ado Odo L.G.A, Ogun State | SANGO-T5 | Lagos | Ogun | Ridwan Muftau | Adewale Idris | Ufuoma Gbudje | Saheed Hamzah | Alebiosu, Joseph Ibukunoluwa | Micheal Oduh | Adanna Akingbohungbe | 22 KVA | ACDG | Outdoor | On Air | P4 | IHS Collo | IHSN | 6.609 | 3.0862 | Auto | No | Yes | BTS | Yes | 25 | Conventional | PC | ACDG - Li-Ion Hybrid
OG1264 | IHS_OGU_0344B | OG1264 | SANGO-Z3 | IGBESA/LUSADA |  | Along Akinwunmi road, Isokan, by New Transformer, Ado Odo Ota, Ado Odo LGA, Ogun State | SANGO-T5 | Lagos | Ogun | Ridwan Muftau | Adewale Idris | Ufuoma Gbudje | Saheed Hamzah | Alebiosu, Joseph Ibukunoluwa | Micheal Oduh | Adanna Akingbohungbe | 22 KVA | ACDG | Outdoor | On Air | P4 | IHS Collo | IHSN | 6.6031 | 3.0762 | Auto | No | Yes | Terminal | Yes | 25 | Conventional | PC | ACDG - Li-Ion Hybrid
OG6501 | IHS_OGU_0346B | IHS_OGU_346 | ABE-Z3 | Ayetoro |  | A Piece of Land located at Igbo Ifa, Imeko, Ogun State | ABE-T5 | Lagos | Ogun | Azeez Agbaje | Victor Nnamdi | Ufuoma Gbudje | Chiedozie Oko | Ajibola, Omotola Oluwatumininu | Micheal Oduh | Adanna Akingbohungbe | 20 KVA | ACDG | Outdoor | On Air | P4 | IHS Collo | IHSN | 7.4524 | 2.8394 | Auto | No | Yes | Terminal | Yes [No comms] | 35 | Conventional | PC | ACDG - Li-Ion Hybrid
OG1267 | IHS_OGU_0349B | IHS_OGU_0349B | ABE-Z1 | Obantoko |  | A Piece of land beside Aquafeca Water Factory, Federal College of Education, Osiele, Abeokuta, Ogun State | ABE-T1 | Lagos | Ogun | Bolaji Toheeb | Falajiki Ayodele | Ufuoma Gbudje | Chiedozie Oko | Ibukunoluwa Oladele | Micheal Oduh | Adanna Akingbohungbe | 20 KVA | ACDG | Outdoor | On Air | P4 | IHS Collo | IHSN | 7.2 | 3.4566 | Auto | No | Yes | Terminal | Yes | 25 | Conventional | Solar + PC | ACDG - Solar+Li-Ion Hybrid
OG1265 | IHS_OGU_0350C | IHS_OGU_0350C | ABE-Z2 | Obada |  | A Piece of land Opposite Agbena Township Hall, Ojere Village, Abeokuta, Ogun State | ABE-T3 | Lagos | Ogun | Olawale Ayodele | Akintoye Olatunji | Ufuoma Gbudje | Chiedozie Oko | Ibukunoluwa Oladele | Micheal Oduh | Adanna Akingbohungbe | 15 KVA | ACDG | Outdoor | On Air | P4 | INT Collo | INT | 7.1059 | 3.3347 | Manual | No | No | Terminal | Yes | 40 | Conventional | Generator Only | ACDG - Conventional
PL0100 | IHS_PLA_0014B | IHS_PLA_014 | PLA-Z2 | Rayfield |  | A piece of Land at Agwun Street, JUTH Road, Jos, Plateau State | PLA-T4 | Abuja | Plateau | Oliyide Abiodun | Moruf Adewale | Vincent Ameh | Idegwu Victoria Elofu | Possible Nwosu | Ian Akwe | Titus Obaje | 20 KVA | ACDG | Outdoor | On Air | P3 | IHS Collo | IHSN | 9.8886 | 8.9455 | Auto | Yes | Yes | BTS | Yes | 50 | Conventional | Grid + PC | ACDG - Grid+Li-Ion Hybrid
PL0128 | IHS_PLA_0032B | IHS_PLA_032 | PLA-Z2 | JOS 2 | B3143 | A piece of land at Angwan Cashew area, Kabong, Rukuba Rd, Jos North LGA, Plateau | PLA-T3 | Abuja | Plateau | Prince Adzemee | Moruf Adewale | Vincent Ameh | Idegwu Victoria Elofu | Possible Nwosu | Ian Akwe | Titus Obaje | 20 KVA | ACDG | Outdoor | On Air | P1 | IHS Collo | IHSN | 9.9221 | 8.8593 | Auto | No | Yes | HUB | Yes | 50 | Conventional | Solar + PC | ACDG - Solar+Li-Ion Hybrid
PL0115 | IHS_PLA_0036B | PL0558 | PLA-Z2 | Rayfield |  | Plot of land at Agwun Street, JUTH Rd, Jos, Plateau | PLA-T4 | Abuja | Plateau | Oliyide Abiodun | Moruf Adewale | Vincent Ameh | Idegwu Victoria Elofu | Possible Nwosu | Ian Akwe | Titus Obaje | 20 KVA | ACDG | Outdoor | On Air | P2 | IHS Collo | IHSN | 9.8847 | 8.9928 | Auto | Yes | Yes | BTS | Yes | 60 | Conventional | Grid + Solar + PC | ACDG - Grid+Solar+Li-Ion Hybrid
PL0126 | IHS_PLA_0038B | IHS_PLA_038 | PLA-Z2 | JOS 2 | A658 | Behind Kwall Motor Park, Kwall Town road, Off Miango-Kwall Expressway, Bassa LGA, Plateau state | PLA-T3 | Abuja | Plateau | Prince Adzemee | Moruf Adewale | Vincent Ameh | Idegwu Victoria Elofu | Abubakar Usman | Ian Akwe | Titus Obaje | 20 KVA | ACDG | Outdoor | On Air | P2 | IHS Collo | IHSN | 9.8117 | 8.656 | Auto | No | Yes | BTS | Yes [No comms] | 50 | Conventional | Solar + PC | ACDG - Solar+Li-Ion Hybrid
PL0181 | IHS_PLA_0039B | IHS_PLA_039 | PLA-Z1 | Bauchi Road |  | Rusan Village, Opposite ECWA, Jos North, Plateau | PLA-T2 | Abuja | Plateau | Abdullahi Yusuf | Shotunde Musbau | Vincent Ameh | Idegwu Victoria Elofu | Possible Nwosu | Ian Akwe | Titus Obaje | 20 KVA | ACDG | Outdoor | On Air | P1 | IHS Collo | IHSN | 9.9649 | 8.8707 | Auto | Yes | Yes | BTS | Yes | 55 | Conventional | Grid + Solar + PC | ACDG - Grid+Solar+Li-Ion Hybrid
PL0183 | IHS_PLA_0042B | IHS_PLA_042 | PLA-Z2 | JOS 2 |  | Inside Miango Market, By Miango Market road, Off Miango-Kwall road, Miango Bassa LGA, Plateau state | PLA-T3 | Abuja | Plateau | Prince Adzemee | Moruf Adewale | Vincent Ameh | Idegwu Victoria Elofu | Abubakar Usman | Ian Akwe | Titus Obaje | 20 KVA | ACDG | Outdoor | On Air | P4 | IHS Collo | IHSN | 9.8498 | 8.6831 | Auto | No | Yes | BTS | Yes | 50 | Conventional | Solar + PC | ACDG - Solar+Li-Ion Hybrid
PL0191 | IHS_PLA_0043B | IHS_PLA_043 | PLA-Z2 | JOS 2 | B3143 | A piece of land at Lamido Juncion, Rikos<, Jos North LGA, Plateau | PLA-T3 | Abuja | Plateau | Prince Adzemee | Moruf Adewale | Vincent Ameh | Idegwu Victoria Elofu | Possible Nwosu | Ian Akwe | Titus Obaje | 20 KVA | ACDG | Outdoor | On Air | P1 | IHS Collo | IHSN | 9.9011 | 8.9069 | Auto | Yes | Yes | HUB | Yes | 35 | Conventional | Grid + Solar + PC | ACDG - Grid+Solar+Li-Ion Hybrid
PL0192 | IHS_PLA_0044B | IHS_PLA_044 | PLA-Z2 | JOS 1 |  | CTM quarters, Opposite Fire Service, Off Bukuru expressway, Jos, Plateau state | PLA-T5 | Abuja | Plateau | Kefas Charles | Moruf Adewale | Vincent Ameh | Idegwu Victoria Elofu | Abubakar Usman | Ian Akwe | Titus Obaje | 15 KVA | ACDG | Outdoor | On Air | P4 | IHS Collo | IHSN | 9.7763 | 8.8601 | Auto | Yes | Yes | BTS | Yes | 50 | Conventional | Grid + Solar + PC | ACDG - Grid+Solar+Li-Ion Hybrid
PL0224 | IHS_PLA_0047B | IHS_PLA_047 | PLA-Z2 | JOS 2 |  | Inside Rukuba Barracks, Jos, Plateau | PLA-T3 | Abuja | Plateau | Prince Adzemee | Moruf Adewale | Vincent Ameh | Idegwu Victoria Elofu | Possible Nwosu | Ian Akwe | Titus Obaje | 20 KVA | ACDG | Outdoor | On Air | P3 | IHS Collo | IHSN | 9.9283 | 8.765 | Auto | Yes | Yes | BTS | Yes | 50 | Conventional | Grid + Solar + PC | ACDG - Grid+Solar+Li-Ion Hybrid
PL0225 | IHS_PLA_0048B | IHS_PLA_048 | PLA-Z2 | Rayfield | B3143 | Behind NDLEA, Liberty Dam Road, off Koton Rikkos Rd, Delimi Sabuwa Village, Plateau State | PLA-T4 | Abuja | Plateau | Oliyide Abiodun | Moruf Adewale | Vincent Ameh | Idegwu Victoria Elofu | Possible Nwosu | Ian Akwe | Titus Obaje | 15 KVA | ACDG | Outdoor | On Air | P1 | IHS Collo | IHSN | 9.8809 | 8.9173 | Auto | Yes | Yes | HUB | Yes | 50 | Conventional | Grid + Solar + PC | ACDG - Grid+Solar+Li-Ion Hybrid
PL0236 | IHS_PLA_0051B | IHS_PLA_051 | PLA-Z3 | Abuja Rd |  | Land at Chugwi Town, Vom-Manchok Road, Vom LGA, Plateau state | PLA-T6 | Abuja | Plateau | Lazarus Itho | Anifowose Joel | Vincent Ameh | Idegwu Victoria Elofu | Abubakar Usman | Ian Akwe | Titus Obaje | 15 KVA | ACDG | Outdoor | On Air | P4 | IHS Collo | IHSN | 9.6986 | 8.7339 | Auto | Yes | Yes | BTS | Yes | 50 | Conventional | Grid + Solar + PC | ACDG - Grid+Solar+Li-Ion Hybrid
PL0251 | IHS_PLA_0054B | IHS_PLA_054 | PLA-Z1 | Bauchi Road |  | Adagwom Kukuwu palace close, Angware, Jos East, Jos, Plateau state | PLA-T2 | Abuja | Plateau | Abdullahi Yusuf | Shotunde Musbau | Vincent Ameh | Idegwu Victoria Elofu | Possible Nwosu | Ian Akwe | Titus Obaje | 20 KVA | ACDG | Outdoor | On Air | P1 | IHS Collo | IHSN | 9.9886 | 9.1118 | Auto | No | Yes | BTS | Yes | 70 | Conventional | Solar + PC | ACDG - Solar+Li-Ion Hybrid
PL0188 | IHS_PLA_0055B | IHS_PLA_055 | PLA-Z2 | JOS 2 |  | Piece of land at No 3, Hospital Rd, GRA, Jos Town, Plateau | PLA-T3 | Abuja | Plateau | Prince Adzemee | Moruf Adewale | Vincent Ameh | Idegwu Victoria Elofu | Possible Nwosu | Ian Akwe | Titus Obaje | 15 KVA | ACDG | Outdoor | On Air | P2 | IHS Collo | IHSN | 9.9051 | 8.8948 | Auto | Yes | Yes | Terminal | Yes | 50 | Conventional | Grid + Solar + PC | ACDG - Grid+Solar+Li-Ion Hybrid
PL0159 | IHS_PLA_0056B | IHS_PLA_056 | PLA-Z2 | JOS 2 | B3143 | Jenta Adamu Street, Behind Summit Hotel, Jos, Plateau | PLA-T3 | Abuja | Plateau | Prince Adzemee | Moruf Adewale | Vincent Ameh | Idegwu Victoria Elofu | Possible Nwosu | Ian Akwe | Titus Obaje | 20 KVA | ACDG | Outdoor | On Air | P1 | IHS Collo | IHSN | 9.925 | 8.875 | Auto | Yes | Yes | HUB | Yes | 50 | Conventional | Grid + Solar + PC | ACDG - Grid+Solar+Li-Ion Hybrid
PL0123 | IHS_PLA_0058B | IHS_PLA_058 | PLA-Z2 | Rayfield |  | Beside Ronicon Hotel, Rayfield Road, Jos, Plateau State | PLA-T4 | Abuja | Plateau | Oliyide Abiodun | Moruf Adewale | Vincent Ameh | Idegwu Victoria Elofu | Possible Nwosu | Ian Akwe | Titus Obaje | 20 KVA | ACDG | Outdoor | On Air | P3 | IHS Collo | IHSN | 9.8647 | 8.8975 | Auto | Yes | Yes | BTS | Yes | 50 | Conventional | Grid + PC | ACDG - Grid+Li-Ion Hybrid
PL0113 | IHS_PLA_0059B | IHS_PLA_059 | PLA-Z2 | JOS 1 |  | Behind Building Materials market, Off Mungyal St, Off Bukuru Rod, Jos, Plateau state | PLA-T5 | Abuja | Plateau | Kefas Charles | Moruf Adewale | Vincent Ameh | Idegwu Victoria Elofu | Abubakar Usman | Ian Akwe | Titus Obaje | 27 KVA | ACDG | Outdoor | On Air | P4 | IHS Collo | IHSN | 9.8338 | 8.8648 | Auto | Yes | Yes | BTS | Yes | 50 | Conventional | Grid + Solar + PC | ACDG - Grid+Solar+Li-Ion Hybrid
PL0241 | IHS_PLA_0067B | IHS_PLA_067 | PLA-Z3 | Abuja Rd |  | ASTC Road, Adjecent LGEA Primary School, Kassa, Barkin ladi, Plateau state | PLA-T6 | Abuja | Plateau | Lazarus Itho | Anifowose Joel | Vincent Ameh | Idegwu Victoria Elofu | Abubakar Usman | Ian Akwe | Titus Obaje | 15 KVA | ACDG | Outdoor | On Air | P4 | IHS Collo | IHSN | 9.5877 | 8.8944 | Auto | No | Yes | BTS | Yes | 50 | Conventional | Solar + PC | ACDG - Solar+Li-Ion Hybrid
B0975 | IHS_PLA_0068B | IHS_PLA_068 | PLA-Z2 | JOS 2 |  | Opposite No 56 Maw Lane Jenta Mango, C33 Adebayo Street, Jos North LGA, Plateau | PLA-T3 | Abuja | Plateau | Prince Adzemee | Moruf Adewale | Vincent Ameh | Idegwu Victoria Elofu | Possible Nwosu | Ian Akwe | Titus Obaje | 15 KVA | ACDG | Outdoor | On Air | P3 | IHS Collo | IHSN | 9.9199 | 8.8713 | Auto | Yes | Yes | HUB | Yes | 50 | Conventional | Grid + Solar + PC | ACDG - Grid+Solar+Li-Ion Hybrid
PL0283 | IHS_PLA_0070B | IHS_PLA_070 | PLA-Z2 | JOS 1 |  | Behind Assemblies of God Church, Laka Gyel Road, Off DB Tag Junction, Jos, Palteau state | PLA-T5 | Abuja | Plateau | Kefas Charles | Moruf Adewale | Vincent Ameh | Idegwu Victoria Elofu | Possible Nwosu | Ian Akwe | Titus Obaje | 20 KVA | ACDG | Outdoor | On Air | P3 | IHS Collo | IHSN | 9.7897 | 8.8553 | Auto | Yes | No | BTS | Yes | 45 | Conventional | Grid + PC | ACDG - Grid+Li-Ion Hybrid
PL0291 | IHS_PLA_0074B | IHS_PLA_074 | PLA-Z1 | Bauchi Road |  | Isiyaku Gwamna Street, Adjacent Amingo Junction, New market area, Jos North, Plateau | PLA-T2 | Abuja | Plateau | Abdullahi Yusuf | Shotunde Musbau | Vincent Ameh | Idegwu Victoria Elofu | Possible Nwosu | Ian Akwe | Titus Obaje | 27 KVA | ACDG | Outdoor | On Air | P2 | IHS Collo | IHSN | 9.9363 | 8.8884 | Auto | Yes | Yes | BTS | Yes | 50 | Conventional | Grid + Solar + PC | ACDG - Grid+Solar+Li-Ion Hybrid
PL0303 | IHS_PLA_0087B | IHS_PLA_087 | PLA-Z1 | Saminaka |  | Land at Angwa Dole, Jengre, BassaLGA, Plateau state | PLA-T1 | Abuja | Plateau | Bamidele Oyewole | Shotunde Musbau | Vincent Ameh | Idegwu Victoria Elofu | Possible Nwosu | Ian Akwe | Titus Obaje | 15 KVA | ACDG | Outdoor | On Air | P4 | IHS Collo | IHSN | 10.237 | 8.7919 | Auto | No | Yes | BTS | Yes [No comms] | 50 | Conventional | Solar + PC | ACDG - Solar+Li-Ion Hybrid
B2212 | IHS_PLA_0701E | B2212 | PLA-Z2 | JOS 2 |  | Binchin Rd, Jebbu, Bassa LGA, Plateau | PLA-T3 | Abuja | Plateau | Prince Adzemee | Moruf Adewale | Vincent Ameh | Idegwu Victoria Elofu | Possible Nwosu | Ian Akwe | Titus Obaje | 13 KVA | ACDG | Outdoor | On Air | P3 | EMTS-SLB 2116 | IHSN | 9.9481 | 8.7581 | Manual | No | No | HUB | No | 70 | Conventional | Generator Only | ACDG - Conventional
B2376 | IHS_PLA_0705E | B2376 | PLA-Z2 | Rayfield |  | Plot of land at Katon Rikkos, off Lamingo Road, Jos, Plateau | PLA-T4 | Abuja | Plateau | Oliyide Abiodun | Moruf Adewale | Vincent Ameh | Idegwu Victoria Elofu | Possible Nwosu | Ian Akwe | Titus Obaje | 15 KVA | ACDG | Outdoor | On Air | P3 | EMTS-SLB 2116 | IHSN | 9.8937 | 8.9169 | Auto | Yes | Yes | HUB | Yes | 45 | Conventional | Grid + Solar + PC | ACDG - Grid+Solar+Li-Ion Hybrid
B4497 | IHS_PLA_0706E | B4497 | PLA-Z1 | Bauchi Road |  | Opp Police Training School, Jos-Zaria Rd, Jos, Plateau | PLA-T2 | Abuja | Plateau | Abdullahi Yusuf | Shotunde Musbau | Vincent Ameh | Idegwu Victoria Elofu | Possible Nwosu | Ian Akwe | Titus Obaje | 20 KVA | ACDG | Outdoor | On Air | P1 | EMTS-SLB 2116 | IHSN | 9.9808 | 8.851 | Auto | Yes | Yes | HUB | Yes | 28 | Conventional | Grid + PC | ACDG - Grid+Li-Ion Hybrid
B6110 | IHS_PLA_0708E | B6110 | PLA-Z2 | JOS 1 | B3143 | No H127, Gyel Road, Bukuru, Plateau | PLA-T5 | Abuja | Plateau | Kefas Charles | Moruf Adewale | Vincent Ameh | Idegwu Victoria Elofu | Possible Nwosu | Ian Akwe | Titus Obaje | 15 KVA | ACDG | Outdoor | On Air | P1 | EMTS-SLB 2116 | IHSN | 9.7907 | 8.8609 | Auto | Yes | Yes | Backbone | Yes | 50 | Conventional | Grid + Solar + PC | ACDG - Grid+Solar+Li-Ion Hybrid
B6112 | IHS_PLA_0709E | B6112 | Off Air | Off Air | Off Air | Off Air | Off Air | Off Air | Off Air | Off Air | Off Air | Off Air | Idegwu Victoria Elofu | Abubakar Usman | Ian Akwe | Titus Obaje | 13 KVA | ACDG | Off Air | Off Air | Off Air | EMTS-SLB 2116 | IHSN | Off Air | Off Air | Off Air | No | No | HUB | Off Air | 45 | Off Air | Off Air | Off Air
B6115 | IHS_PLA_0711E | B6115 | PLA-Z2 | JOS 2 |  | No 3 Gyel Close, off Ibrahim Taiwo Rd, GRA, Tudun Wada, Jos, Plateau | PLA-T3 | Abuja | Plateau | Prince Adzemee | Moruf Adewale | Vincent Ameh | Idegwu Victoria Elofu | Abubakar Usman | Ian Akwe | Titus Obaje | 20 KVA | ACDG | Outdoor | On Air | P1 | EMTS-SLB 2116 | IHSN | 9.9055 | 8.8794 | Auto | Yes | Yes | HUB | Yes | 45 | Conventional | Grid + PC | ACDG - Grid+Li-Ion Hybrid
B6119 | IHS_PLA_0715E | B6119 | PLA-Z2 | JOS 2 | B3143 | Yanganda Street, Tudun-OC, Rikkos, Jos North, Plateau | PLA-T3 | Abuja | Plateau | Prince Adzemee | Moruf Adewale | Vincent Ameh | Idegwu Victoria Elofu | Possible Nwosu | Ian Akwe | Titus Obaje | 20 KVA | ACDG | Outdoor | On Air | P1 | EMTS-SLB 2116 | IHSN | 9.9181 | 8.8972 | Manual | No | Yes | Backbone | Yes | 45 | Conventional | Generator Only | ACDG - Conventional
B6350 | IHS_PLA_0719E | B6350 | PLA-Z1 | Bauchi Road | B3143 | Opposite University of Jos Permanent Site, Bauchi Road, Jos, Plateau, | PLA-T2 | Abuja | Plateau | Abdullahi Yusuf | Shotunde Musbau | Vincent Ameh | Idegwu Victoria Elofu | Possible Nwosu | Ian Akwe | Titus Obaje | 20 KVA | ACDG | Outdoor | On Air | P1 | EMTS-SLB 2116 | IHSN | 9.9586 | 8.8849 | Auto | Yes | Yes | Backbone | Yes | 45 | Conventional | Grid + Solar + PC | ACDG - Grid+Solar+Li-Ion Hybrid
B6352 | IHS_PLA_0720E | B6352 | Off Air | Off Air | Off Air | Off Air | Off Air | Off Air | Off Air | Off Air | Off Air | Off Air | Idegwu Victoria Elofu | Possible Nwosu | Ian Akwe | Titus Obaje | 13 KVA | ACDG | Off Air | Off Air | Off Air | EMTS-SLB 2116 | IHSN | Off Air | Off Air | Off Air | No | No | HUB | Off Air | 35 | Off Air | Off Air | Off Air
B6356 | IHS_PLA_0722E | B6356 | PLA-Z2 | JOS 1 |  | Behind PRTV Station, Fwabwoi Link Road, Rayfield, Jos, Plateau | PLA-T5 | Abuja | Plateau | Oliyide Abiodun | Moruf Adewale | Vincent Ameh | Idegwu Victoria Elofu | Possible Nwosu | Ian Akwe | Titus Obaje | 20 KVA | ACDG | Outdoor | On Air | P1 | EMTS-SLB 2116 | IHSN | 9.8474 | 8.8928 | Auto | Yes | Yes | HUB | Yes | 40 | Conventional | Grid + Solar + PC | ACDG - Grid+Solar+Li-Ion Hybrid
B6358 | IHS_PLA_0723E | B6358 | PLA-Z2 | JOS 2 |  | Plot 39882, Rukuba Rd, Jos, Plateau | PLA-T3 | Abuja | Plateau | Prince Adzemee | Moruf Adewale | Vincent Ameh | Idegwu Victoria Elofu | Possible Nwosu | Ian Akwe | Titus Obaje | 15 KVA | ACDG | Outdoor | On Air | P1 | EMTS-SLB 2116 | IHSN | 9.9261 | 8.8536 | Auto | Yes | Yes | HUB | Yes | 60 | Conventional | Grid + Solar + PC | ACDG - Grid+Solar+Li-Ion Hybrid
B6359 | IHS_PLA_0724E | B6359 | PLA-Z2 | JOS 2 | B3143 | 64/22 Turaki street, Dogo Agogo, Jos North, Plateau | PLA-T3 | Abuja | Plateau | Prince Adzemee | Moruf Adewale | Vincent Ameh | Idegwu Victoria Elofu | Possible Nwosu | Ian Akwe | Titus Obaje | 20 KVA | ACDG | Outdoor | On Air | P1 | EMTS-SLB 2116 | IHSN | 9.9277 | 8.8908 | Auto | No | Yes | HUB | Yes | 60 | Conventional | Solar + PC | ACDG - Solar+Li-Ion Hybrid
B6360 | IHS_PLA_0725E | B6360 | PLA-Z1 | Bauchi Road |  | F56, Isyaku Gwamna Street, Sabon Pagi, Jos, plateau | PLA-T2 | Abuja | Plateau | Abdullahi Yusuf | Shotunde Musbau | Vincent Ameh | Idegwu Victoria Elofu | Possible Nwosu | Ian Akwe | Titus Obaje | 15 KVA | ACDG | Outdoor | On Air | P3 | EMTS-SLB 2116 | IHSN | 9.9397 | 8.8882 | Auto | Yes | Yes | HUB | Yes | 35 | Conventional | Grid + PC | ACDG - Grid+Li-Ion Hybrid
B6361 | IHS_PLA_0726E | B6361 | PLA-Z1 | Bauchi Road |  | 14, Zaria Rd, Konar Soja, Jos, Plateau | PLA-T2 | Abuja | Plateau | Abdullahi Yusuf | Shotunde Musbau | Vincent Ameh | Idegwu Victoria Elofu | Possible Nwosu | Ian Akwe | Titus Obaje | 20 KVA | ACDG | Outdoor | On Air | P1 | EMTS-SLB 2116 | IHSN | 9.966 | 8.8483 | Auto | Yes | Yes | HUB | Yes | 45 | Conventional | Grid + PC | ACDG - Grid+Li-Ion Hybrid
B6365 | IHS_PLA_0727E | B6365 | Off Air | Off Air | Off Air | Off Air | Off Air | Off Air | Off Air | Off Air | Off Air | Off Air | Idegwu Victoria Elofu | Possible Nwosu | Ian Akwe | Titus Obaje | 20 KVA | ACDG | Off Air | Off Air | P3 | EMTS-SLB 2116 | IHSN | Off Air | Off Air | Off Air | No | No | HUB | Off Air | 80 | Off Air | Off Air | Off Air
B6373 | IHS_PLA_0728E | B6373 | PLA-Z3 | Abuja Rd |  | Land Beside NURTW Office, Water Board road, Barkin Ladi, Plateau state | PLA-T6 | Abuja | Plateau | Lazarus Itho | Anifowose Joel | Vincent Ameh | Idegwu Victoria Elofu | Abubakar Usman | Ian Akwe | Titus Obaje | 20 KVA | ACDG | Outdoor | On Air | P3 | EMTS-SLB 2116 | IHSN | 9.5412 | 8.8937 | Auto | Yes | Yes | HUB | Yes | 70 | Conventional | Grid + Solar + PC | ACDG - Grid+Solar+Li-Ion Hybrid
B6499 | IHS_PLA_0732E | B6499 | PLA-Z2 | JOS 1 | B3143 | Near Watchman Catholic Charistmatic Revivial Movement, Hwak-Kuru, Along Anguldi-Kvom road, Jos South, Plateau state | PLA-T5 | Abuja | Plateau | Kefas Charles | Moruf Adewale | Vincent Ameh | Idegwu Victoria Elofu | Abubakar Usman | Ian Akwe | Titus Obaje | 20 KVA | ACDG | Outdoor | On Air | P1 | EMTS-SLB 2116 | IHSN | 9.7454 | 8.8336 | Auto | Yes | Yes | HUB | Yes | 60 | Conventional | Grid + Solar + PC | ACDG - Grid+Solar+Li-Ion Hybrid
B2305 | IHS_PLA_0733E | B2305 | Off Air | Off Air | Off Air | Off Air | Off Air | Off Air | Off Air | Off Air | Off Air | Off Air | Idegwu Victoria Elofu | Abubakar Usman | Ian Akwe | Titus Obaje | 20 KW | DCDG | Off Air | Off Air | P1 | EMTS-SLB 555 | IHSN | Off Air | Off Air | Off Air | No | No | Backbone | Off Air | 70 | Off Air | Off Air | Off Air
B6108 | IHS_PLA_0741E | B6108 | Off Air | Off Air | Off Air | Off Air | Off Air | Off Air | Off Air | Off Air | Off Air | Off Air | Idegwu Victoria Elofu | Abubakar Usman | Ian Akwe | Titus Obaje | 20 KVA | ACDG | Off Air | Off Air | P1 | EMTS-SLB 555 | IHSN | Off Air | Off Air | Off Air | No | No | Backbone | Off Air | 70 | Off Air | Off Air | Off Air
B6114 | IHS_PLA_0744E | B6114 | PLA-Z1 | Bauchi Road | B3143 | Behind NURTW Office Katako Motor Park, Larento, Jos, Plateau | PLA-T2 | Abuja | Plateau | Abdullahi Yusuf | Shotunde Musbau | Vincent Ameh | Idegwu Victoria Elofu | Possible Nwosu | Ian Akwe | Titus Obaje | 20 KVA | ACDG | Outdoor | On Air | P1 | EMTS-SLB 555 | IHSN | 9.9418 | 8.8797 | Auto | No | Yes | HUB | Yes | 50 | Conventional | Solar + PC | ACDG - Solar+Li-Ion Hybrid
B6123 | IHS_PLA_0745E | B6123 | Off Air | Off Air | Off Air | Off Air | Off Air | Off Air | Off Air | Off Air | Off Air | Off Air | Idegwu Victoria Elofu | Possible Nwosu | Ian Akwe | Titus Obaje | 20 KW | DCDG | Off Air | Off Air | P1 | EMTS-SLB 555 | IHSN | Off Air | Off Air | Off Air | No | No | Backbone | Off Air | 70 | Off Air | Off Air | Off Air
B6346 | IHS_PLA_0746E | B6346 | Off Air | Off Air | Off Air | Off Air | Off Air | Off Air | Off Air | Off Air | Off Air | Off Air | Idegwu Victoria Elofu | Abubakar Usman | Ian Akwe | Titus Obaje | 15 KVA | ACDG | Off Air | Off Air | P1 | EMTS-SLB 555 | IHSN | Off Air | Off Air | Off Air | No | No | HUB | Off Air | 80 | Off Air | Off Air | Off Air
B6357 | IHS_PLA_0748E | B6357 | PLA-Z2 | JOS 1 | B3143 | Opposite Building Materials Market, Mungyel, Off Bukuru expressway, Jos, Plateau state | PLA-T5 | Abuja | Plateau | Kefas Charles | Moruf Adewale | Vincent Ameh | Idegwu Victoria Elofu | Abubakar Usman | Ian Akwe | Titus Obaje | 20 KVA | ACDG | Outdoor | On Air | P1 | EMTS-SLB 555 | IHSN | 9.8378 | 8.8629 | Auto | No | Yes | HUB | Yes | 60 | Conventional | PC | ACDG - Li-Ion Hybrid
B6362 | IHS_PLA_0749E | B6362 | PLA-Z3 | Abuja Rd |  | Longwong area, Hepang, Along Maraba Jemaa- barkin Ladi road, Barkin Ladi LGA, Plateau state | PLA-T6 | Abuja | Plateau | Lazarus Itho | Anifowose Joel | Vincent Ameh | Idegwu Victoria Elofu | Abubakar Usman | Ian Akwe | Titus Obaje | 13 KVA | ACDG | Outdoor | On Air | P1 | EMTS-SLB 555 | IHSN | 9.645 | 8.892 | Manual | No | No | HUB | Yes | 70 | Conventional | Generator Only | ACDG - Conventional
B6364 | IHS_PLA_0750E | B6364 | Off Air | Off Air | Off Air | Off Air | Off Air | Off Air | Off Air | Off Air | Off Air | Off Air | Idegwu Victoria Elofu | Possible Nwosu | Ian Akwe | Titus Obaje | 13 KVA | ACDG | Off Air | Off Air | Off Air | EMTS-SLB 555 | IHSN | Off Air | Off Air | Off Air | No | No | HUB | Off Air | 60 | Off Air | Off Air | Off Air
T0313 | IHS_PLA_0760A | T0313 | Off Air | Off Air | Off Air | Off Air | Off Air | Off Air | Off Air | Off Air | Off Air | Off Air | Idegwu Victoria Elofu | Umar Satomi | Ian Akwe | Titus Obaje | No details | No details | Off Air | Off Air | Off Air | Off Air | Off Air | Off Air | Off Air | Off Air | No | No | HUB | Off Air | 36 | Off Air | Off Air | Off Air
T0315 | IHS_PLA_0762A | T0315 | PLA-Z2 | JOS 1 | B600 | No 2, Jos Road Bukuru | PLA-T5 | Abuja | Plateau | Oliyide Abiodun | Moruf Adewale | Vincent Ameh | Idegwu Victoria Elofu | Possible Nwosu | Ian Akwe | Titus Obaje | 27 KVA | ACDG | Indoor | On Air | P1 | INT-Secondary | INT | 9.8 | 8.8681 | Auto | Yes | No | NFE | Yes | 36 | Conventional | Grid | ACDG - Grid (with BUB)
T0363 | IHS_PLA_0763A | T0363 | PLA-Z2 | JOS 2 | B600 | Opposite Jos Electricity Distribution Company, Dogon Dutse, Jos North, Plateau state | PLA-T3 | Abuja | Plateau | Prince Adzemee | Moruf Adewale | Vincent Ameh | Idegwu Victoria Elofu | Umar Satomi | Ian Akwe | Titus Obaje | 15 KVA | ACDG | Indoor | On Air | P1 | INT-Secondary | INT | 9.9339 | 8.9039 | Auto | Yes | No | NFE | Yes | 42 | Conventional | Grid | ACDG - Grid (with BUB)
T1084 | IHS_PLA_0765A | T1084 | PLA-Z3 | Abuja Rd | B600 | Beside COCIN Church Junction, Dadwan Village, Off Abuja road, Riyom LGA, Plateau state | PLA-T6 | Abuja | Plateau | Lazarus Itho | Anifowose Joel | Vincent Ameh | Idegwu Victoria Elofu | Abubakar Usman | Ian Akwe | Titus Obaje | 27 KVA | ACDG | Indoor | On Air | P1 | INT-Secondary | INT | 9.6211 | 8.7631 | Manual | No | No | HUB | Yes | 55 | Non-Conventional | Generator Only | DCDG - Deep Cycle
T1083 | IHS_PLA_0766A | T1083 | PLA-Z3 | Abuja Rd | B600 | Opposite 2nd Army Checkpoint, Along Abuja road, SOP, Riyom LGA, Plateau state | PLA-T6 | Abuja | Plateau | Lazarus Itho | Anifowose Joel | Vincent Ameh | Idegwu Victoria Elofu | Abubakar Usman | Ian Akwe | Titus Obaje | 27 KVA | ACDG | Indoor | On Air | P1 | INT-Secondary | INT | 9.5569 | 8.6561 | Manual | No | No | HUB | Yes | 55 | Non-Conventional | Generator Only | DCDG - Deep Cycle
T0365 | IHS_PLA_0771A | T0365 | PLA-Z1 | Bauchi Road |  | Opposite NNPC Depot, Zaria Road, Jos North, Plateau state | PLA-T2 | Abuja | Plateau | Abdullahi Yusuf | Shotunde Musbau | Vincent Ameh | Idegwu Victoria Elofu | Umar Satomi | Ian Akwe | Titus Obaje | 15 KVA | ACDG | Indoor | On Air | P2 | INT-Secondary | INT | 10.0511 | 8.8811 | Auto | Yes | No | BTS | Yes | 54 | Non-Conventional | Grid | DCDG - Grid
T0362 | IHS_PLA_0773A | T0362 | PLA-Z2 | Rayfield | B3143 | Lamingo-Fobor rd, Beside limca Depot, Jos, Plateau state | PLA-T4 | Abuja | Plateau | Oliyide Abiodun | Moruf Adewale | Vincent Ameh | Idegwu Victoria Elofu | Possible Nwosu | Ian Akwe | Titus Obaje | 27 KVA | ACDG | Indoor | On Air | P1 | INT-Secondary | INT | 9.8861 | 8.9531 | Auto | Yes | No | HUB | Yes | 70 | Non-Conventional | Grid | DCDG - Grid
T1178 | IHS_PLA_0776A | T1178 | PLA-Z2 | JOS 1 | B600 | Opposite IDP Camp, Along Bukuru Expressway, Anguldi, Jos South, Plateau state | PLA-T5 | Abuja | Plateau | Kefas Charles | Moruf Adewale | Vincent Ameh | Idegwu Victoria Elofu | Abubakar Usman | Ian Akwe | Titus Obaje | 30 KVA | ACDG | Indoor | On Air | P1 | INT-Secondary | INT | 9.7681 | 8.8581 | Auto | Yes | No | NFE | Yes | 36 | Conventional | Grid | ACDG - Grid (with BUB)
T1170 | IHS_PLA_0778A | T1170 | Off Air | Off Air | Off Air | Off Air | Off Air | Off Air | Off Air | Off Air | Off Air | Off Air | Idegwu Victoria Elofu | Umar Satomi | Ian Akwe | Titus Obaje | No details | No details | Off Air | Off Air | Off Air | Off Air | Off Air | Off Air | Off Air | Off Air | No | No | Metro | Off Air | 25 | Off Air | Off Air | Off Air
T1181 | IHS_PLA_0781A | T1181 | PLA-Z2 | JOS 1 | B3143 | Beside NIPSS, Along Anguldi-Kvom road, Hwak-Kuru, Jos South, Plateau state | PLA-T5 | Abuja | Plateau | Kefas Charles | Moruf Adewale | Vincent Ameh | Idegwu Victoria Elofu | Abubakar Usman | Ian Akwe | Titus Obaje | 15 KVA | ACDG | Indoor | On Air | P1 | INT-Secondary | INT | 9.7439 | 8.825 | Auto | Yes | No | HUB | Yes | 36 | Conventional | Grid | ACDG - Grid (with BUB)
T1172 | IHS_PLA_0782A | T1172 | PLA-Z1 | Bauchi Road | B500 | Along Utan Road, Algadam, Jos, Plateau state | PLA-T2 | Abuja | Plateau | Abdullahi Yusuf | Shotunde Musbau | Vincent Ameh | Idegwu Victoria Elofu | Umar Satomi | Ian Akwe | Titus Obaje | 27 KVA | ACDG | Indoor | On Air | P1 | INT-Secondary | INT | 9.94 | 8.8661 | Auto | Yes | No | HUB | Yes | 36 | Non-Conventional | Grid | DCDG - Grid
T1173 | IHS_PLA_0786A | T1173 | PLA-Z2 | JOS 2 |  | Opposite Yan-shanu Cattle Market, Off Yanshanu Road, Jos, Plateau state | PLA-T3 | Abuja | Plateau | Prince Adzemee | Moruf Adewale | Vincent Ameh | Idegwu Victoria Elofu | Umar Satomi | Ian Akwe | Titus Obaje | 20 KVA | ACDG | Indoor | On Air | P3 | INT-Secondary | INT | 9.9231 | 8.9011 | Auto | Yes | No | BTS | Yes | 36 | Conventional | Grid | ACDG - Grid (with BUB)
T1265 | IHS_PLA_0789A | T1265 | PLA-Z2 | Rayfield | B3143 | Diye, Behind CIC Catholic Church, Dadin Kowa, Off Zarmanda road, Jos, Plateau state | PLA-T4 | Abuja | Plateau | Oliyide Abiodun | Moruf Adewale | Vincent Ameh | Idegwu Victoria Elofu | Abubakar Usman | Ian Akwe | Titus Obaje | 27 KVA | ACDG | Indoor | On Air | P1 | INT-Secondary | INT | 9.8561 | 8.8689 | Auto | Yes | No | HUB | Yes | 22 | Non-Conventional | Grid | DCDG - Grid
T1286 | IHS_PLA_0792A | T1286 | PLA-Z2 | Rayfield | B3143 | Beside Oando Filling station, Dom Kat-Bali road, Jos , Plateau state | PLA-T4 | Abuja | Plateau | Kefas Charles | Moruf Adewale | Vincent Ameh | Idegwu Victoria Elofu | Abubakar Usman | Ian Akwe | Titus Obaje | 15 KVA | ACDG | Indoor | On Air | P1 | INT-Secondary | INT | 9.8731 | 8.8619 | Auto | Yes | No | HUB | Yes | 36 | Non-Conventional | Grid | DCDG - Grid
T1285 | IHS_PLA_0793A | T1285 | PLA-Z2 | Rayfield |  | 10th Avennue, Off 11th Avennue, federal Low-cost, Jos, Plateau state | PLA-T4 | Abuja | Plateau | Oliyide Abiodun | Moruf Adewale | Vincent Ameh | Idegwu Victoria Elofu | Abubakar Usman | Ian Akwe | Titus Obaje | 15 KVA | ACDG | Indoor | On Air | P2 | INT-Secondary | INT | 9.8761 | 8.8411 | Auto | Yes | No | BTS | Yes | 22 | Non-Conventional | Grid | DCDG - Grid
T1422 | IHS_PLA_0799A | T1422 | PLA-Z3 | Abuja Rd |  | Oppsite ST Joseph Catholic Church, Katako Area, Off Barkin Ladi road, Barkin Ladi Plateau state | PLA-T6 | Abuja | Plateau | Lazarus Itho | Anifowose Joel | Vincent Ameh | Idegwu Victoria Elofu | Abubakar Usman | Ian Akwe | Titus Obaje | 15 KVA | ACDG | Indoor | On Air | P2 | INT-Secondary | INT | 9.54 | 8.8889 | Auto | Yes | No | BTS | Yes | 36 | Conventional | Grid | ACDG - Grid (with BUB)
T1510 | IHS_PLA_0802A | T1510 | PLA-Z1 | Bauchi Road |  | Alhaji Ahmadu Ali Compound, Off Bauchi Road, Jos, Plateau state | PLA-T2 | Abuja | Plateau | Abdullahi Yusuf | Shotunde Musbau | Vincent Ameh | Idegwu Victoria Elofu | Umar Satomi | Ian Akwe | Titus Obaje | 15 KVA | ACDG | Indoor | On Air | P3 | INT-Secondary | INT | 9.9319 | 8.8731 | Auto | Yes | No | BTS | Yes | 25 | Conventional | Grid | ACDG - Grid (with BUB)
T1512 | IHS_PLA_0805A | T1512 | PLA-Z1 | Bauchi Road |  | Shagari Corner, Laranto Katako Market, Jos North, Plateau state | PLA-T2 | Abuja | Plateau | Abdullahi Yusuf | Shotunde Musbau | Vincent Ameh | Idegwu Victoria Elofu | Umar Satomi | Ian Akwe | Titus Obaje | 27 KVA | ACDG | Indoor | On Air | P1 | INT-Secondary | INT | 9.95 | 8.8769 | Auto | Yes | No | BTS | Yes | 22 | Non-Conventional | Grid | DCDG - Grid
T1266 | IHS_PLA_0807A | T1266 | PLA-Z2 | JOS 2 | B3143 | Behind Meshiah Foundation, Lawrence Onuja drive, off Tudun Wada rd, Jos, Plateau state | PLA-T3 | Abuja | Plateau | Oliyide Abiodun | Moruf Adewale | Vincent Ameh | Idegwu Victoria Elofu | Abubakar Usman | Ian Akwe | Titus Obaje | 15 KVA | ACDG | Indoor | On Air | P1 | INT-Secondary | INT | 9.91 | 8.8639 | Manual | No | No | HUB | Yes | 35 | Conventional | Generator Only | ACDG - Conventional
T1471 | IHS_PLA_0808A | T1471 | PLA-Z2 | JOS 1 |  | Haruna's Place, Post Office Street. Bukuru, Plateau | PLA-T5 | Abuja | Plateau | Kefas Charles | Moruf Adewale | Vincent Ameh | Idegwu Victoria Elofu | Possible Nwosu | Ian Akwe | Titus Obaje | 15 KVA | ACDG | Indoor | On Air | P1 | INT-Secondary | INT | 9.7961 | 8.8619 | Auto | Yes | No | Terminal | Yes | 35 | Non-Conventional | Generator Only | DCDG - Deep Cycle
T1476 | IHS_PLA_0813A | T1476 | PLA-Z1 | Bauchi Road | B3143 | Opposite New Jos Hotels, Alheri, Jos, Plateau state | PLA-T2 | Abuja | Plateau | Abdullahi Yusuf | Shotunde Musbau | Vincent Ameh | Idegwu Victoria Elofu | Umar Satomi | Ian Akwe | Titus Obaje | 15 KVA | ACDG | Indoor | On Air | P1 | INT-Secondary | INT | 9.9331 | 8.8689 | Auto | Yes | No | HUB | Yes | 35 | Non-Conventional | Grid | DCDG - Grid
T1466 | IHS_PLA_0815A | T1466 | PLA-Z2 | Rayfield | B3143 | Behind Abbatoir, abbatoir road,Jos, Plateau state | PLA-T4 | Abuja | Plateau | Oliyide Abiodun | Moruf Adewale | Vincent Ameh | Idegwu Victoria Elofu | Possible Nwosu | Ian Akwe | Titus Obaje | 20 KVA | ACDG | Indoor | On Air | P1 | INT-Secondary | INT | 9.8911 | 8.89 | Auto | Yes | No | HUB | Yes | 35 | Non-Conventional | Grid | DCDG - Grid
T1434 | IHS_PLA_0817A | B5264 | PLA-Z3 | Abuja Rd |  | After 1st Army checkpoint, Along Abuja road, Hawan Kibo area, Riyom LGA, Jos, Plateau state | PLA-T6 | Abuja | Plateau | Lazarus Itho | Anifowose Joel | Vincent Ameh | Idegwu Victoria Elofu | Abubakar Usman | Ian Akwe | Titus Obaje | 15 KVA | ACDG | Indoor | On Air | P3 | INT-Secondary | INT | 9.5069 | 8.5969 | Manual | No | No | BTS | Yes | 70 | Conventional | Generator Only | ACDG - Conventional
T1613 | IHS_PLA_0822A | T1613 | PLA-Z2 | JOS 2 | B3143 | Opposite Faithfull Academy, Along Miango road, Miango Bassa LGA, Plateau state | PLA-T3 | Abuja | Plateau | Prince Adzemee | Moruf Adewale | Vincent Ameh | Idegwu Victoria Elofu | Abubakar Usman | Ian Akwe | Titus Obaje | 27 KVA | ACDG | Indoor | On Air | P1 | INT-Secondary | INT | 9.8519 | 8.6961 | Manual | No | No | HUB | Yes | 55 | Conventional | Generator Only | ACDG - Conventional
T1804 | IHS_PLA_0831A | T1804 | PLA-Z3 | Abuja Rd | B3143 | After Road COnstrucTion Site, Along Ganawuri-Bishira Road, Bishira, Off Abuja road, Riyom LGA, Plateau state | PLA-T6 | Abuja | Plateau | Lazarus Itho | Anifowose Joel | Vincent Ameh | Idegwu Victoria Elofu | Abubakar Usman | Ian Akwe | Titus Obaje | 27 KVA | ACDG | Indoor | On Air | P1 | INT-Secondary | INT | 9.6011 | 8.675 | Manual | No | No | HUB | Yes | 55 | Conventional | Generator Only | ACDG - Conventional
T1518 | IHS_PLA_0837A | T1518 | PLA-Z2 | JOS 2 | B600 | Old bukuru Park, Masalachi Juma, Jos Plateau | PLA-T3 | Abuja | Plateau | Prince Adzemee | Moruf Adewale | Vincent Ameh | Idegwu Victoria Elofu | Umar Satomi | Ian Akwe | Titus Obaje | 30 KVA | ACDG | Indoor | On Air | P1 | INT-Secondary | INT | 9.9239 | 8.8889 | Auto | Yes | No | NFE | Yes | 35 | Non-Conventional | Grid | DCDG - Grid
T1767 | IHS_PLA_0840A | T1767 | PLA-Z3 | Abuja Rd | A658 | Adjacent Ekan Primary chool, Ganawuri, Off Manchok road, Riyom LGA, Plateau state | PLA-T6 | Abuja | Plateau | Lazarus Itho | Anifowose Joel | Vincent Ameh | Idegwu Victoria Elofu | Abubakar Usman | Ian Akwe | Titus Obaje | 15 KVA | ACDG | Outdoor | On Air | P1 | INT-Secondary | INT | 9.6569 | 8.6381 | Auto | No | Yes | HUB | Yes | 55 | Conventional | Solar + PC | ACDG - Solar+Li-Ion Hybrid
T1279 | IHS_PLA_0842A | T1279 | PLA-Z2 | JOS 1 |  | Opposite Health care, TCNN road, Rayfield, Jos, Plateau state | PLA-T5 | Abuja | Plateau | Oliyide Abiodun | Moruf Adewale | Vincent Ameh | Idegwu Victoria Elofu | Possible Nwosu | Ian Akwe | Titus Obaje | 15 KVA | ACDG | Outdoor | On Air | P2 | INT-Secondary | INT | 9.815 | 8.8989 | Auto | No | Yes | Terminal | Yes | 55 | Conventional | PC | ACDG - Li-Ion Hybrid
T1260 | IHS_PLA_0843A | T1260 | PLA-Z3 | Abuja Rd |  | Adacent Admin Block, Plateau state Polytechnic, Heipang, Barkin ladi road, Barkin Ladi LGA, Plateau state | PLA-T6 | Abuja | Plateau | Lazarus Itho | Anifowose Joel | Vincent Ameh | Idegwu Victoria Elofu | Abubakar Usman | Ian Akwe | Titus Obaje | 15 KVA | ACDG | Indoor | On Air | P4 | INT-Secondary | INT | 9.6661 | 8.8839 | Auto | Yes | No | BTS | Yes | 36 | Conventional | Grid | ACDG - Grid (with BUB)
T1278 | IHS_PLA_0845A | T1278 | PLA-Z2 | JOS 1 |  | Close to WaterboardTank, Along Shen road, Off heipang Road, Jos South, Plateau state | PLA-T5 | Abuja | Plateau | Kefas Charles | Moruf Adewale | Vincent Ameh | Idegwu Victoria Elofu | Possible Nwosu | Ian Akwe | Titus Obaje | 20 KVA | ACDG | Outdoor | On Air | P4 | INT-Secondary | INT | 9.775 | 8.9111 | Auto | Yes | Yes | BTS | Yes | 60 | Conventional | Grid + Solar + PC | ACDG - Grid+Solar+Li-Ion Hybrid
T1558 | IHS_PLA_0846A | T1558 | PLA-Z2 | JOS 2 |  | Opposite Sauki Hospital, Hillstation Roundabout, Gonwalk Road, Jos North, Plateau state | PLA-T3 | Abuja | Plateau | Prince Adzemee | Moruf Adewale | Vincent Ameh | Idegwu Victoria Elofu | Umar Satomi | Ian Akwe | Titus Obaje | 15 KVA | ACDG | Outdoor | On Air | P4 | INT-Secondary | INT | 9.91 | 8.8819 | Auto | Yes | Yes | BTS | Yes | 22 | Conventional | Grid + PC | ACDG - Grid+Li-Ion Hybrid
T1638 | IHS_PLA_0847A | T1638 | PLA-Z2 | JOS 1 |  | Block Industry, Off Rayfield road, Zarmagada, Jos, Plateau state | PLA-T5 | Abuja | Plateau | Kefas Charles | Moruf Adewale | Vincent Ameh | Idegwu Victoria Elofu | Abubakar Usman | Ian Akwe | Titus Obaje | 20 KVA | ACDG | Outdoor | On Air | P2 | INT-Secondary | INT | 9.8469 | 8.8819 | Auto | Yes | Yes | Terminal | Yes | 55 | Conventional | Grid | ACDG - Grid (with BUB)
T5869 | IHS_PLA_0859A | T5869 | PLA-Z2 | JOS 2 | B3143 | Opposite Union Bank, Muritala House, Muritala Muhammed Way, Jos | PLA-T3 | Abuja | Plateau | Prince Adzemee | Moruf Adewale | Vincent Ameh | Idegwu Victoria Elofu | Umar Satomi | Ian Akwe | Titus Obaje | 20 KVA | ACDG | Outdoor | On Air | P1 | INT-Secondary | INT | 9.91 | 8.8939 | Auto | Yes | Yes | HUB | Yes | 5 | Conventional | Grid + PC | ACDG - Grid+Li-Ion Hybrid
PL5906 | IHS_PLA_0860A | PL5906 | PLA-Z2 | JOS 2 | B3143 & A658 | Yan iche, No 5/11 Dilimi Street, Jos, Plateau state | PLA-T3 | Abuja | Plateau | Prince Adzemee | Moruf Adewale | Vincent Ameh | Idegwu Victoria Elofu | Umar Satomi | Ian Akwe | Titus Obaje | 15 KVA | ACDG | Outdoor | On Air | P1 | INT-Secondary | INT | 9.9239 | 8.895 | Auto | Yes | Yes | HUB | Yes | 36 | Conventional | Grid + PC | ACDG - Grid+Li-Ion Hybrid
PL5883 | IHS_PLA_0861A | PL5883 | PLA-Z2 | Rayfield |  | Opposite Living Faith Church,Rantya rd, State Low Cost, Rantya LGA, Jos, Plateau state | PLA-T4 | Abuja | Plateau | Kefas Charles | Moruf Adewale | Vincent Ameh | Idegwu Victoria Elofu | Abubakar Usman | Ian Akwe | Titus Obaje | 20 KVA | ACDG | Outdoor | On Air | P1 | INT-Secondary | INT | 9.8611 | 8.8369 | Auto | Yes | Yes | BTS | Yes | 54 | Conventional | Grid + PC | ACDG - Grid+Li-Ion Hybrid
PL0017 | IHS_PLA_0864A | PL0017 | PLA-Z2 | JOS 1 |  | No 6, Bwatang , New layout, Bukuru Plateau | PLA-T5 | Abuja | Plateau | Kefas Charles | Moruf Adewale | Vincent Ameh | Idegwu Victoria Elofu | Abubakar Usman | Ian Akwe | Titus Obaje | 20 KVA | ACDG | Outdoor | On Air | P2 | INT-Secondary | INT | 9.8069 | 8.8661 | Auto | Yes | Yes | HUB | Yes | 36 | Conventional | Grid + PC | ACDG - Grid+Li-Ion Hybrid
PL0015 | IHS_PLA_0865A | PL0015 | PLA-Z1 | Bauchi Road | B3143 | Tipper Garage, Post service Housing Scheme, Zaria Rd, Jos, Plateau | PLA-T2 | Abuja | Plateau | Abdullahi Yusuf | Shotunde Musbau | Vincent Ameh | Idegwu Victoria Elofu | Umar Satomi | Ian Akwe | Titus Obaje | 15 KVA | ACDG | Outdoor | On Air | P1 | INT-Secondary | INT | 9.9719 | 8.85 | Auto | Yes | Yes | HUB | Yes | 36 | Conventional | Grid + Solar + PC | ACDG - Grid+Solar+Li-Ion Hybrid
T1361 | IHS_PLA_0866A | T1361 | PLA-Z2 | JOS 2 | B3143 | Beside Tuscani Gardens, Akanbi Street, Off-Hill station Roundabout, Jos, Plateau state | PLA-T3 | Abuja | Plateau | Prince Adzemee | Moruf Adewale | Vincent Ameh | Idegwu Victoria Elofu | Umar Satomi | Ian Akwe | Titus Obaje | 15 KVA | ACDG | Outdoor | On Air | P1 | INT-Secondary | INT | 9.9081 | 8.8861 | Auto | Yes | Yes | HUB | Yes | 55 | Conventional | Grid + Solar + PC | ACDG - Grid+Solar+Li-Ion Hybrid
PL0020 | IHS_PLA_0867A | PL0020 | PLA-Z2 | Rayfield | B3143 | Opposite Lawrak Hospital, Dadin Kowa Loop, New Abuja Road, Jos, Plateau state | PLA-T4 | Abuja | Plateau | Oliyide Abiodun | Moruf Adewale | Vincent Ameh | Idegwu Victoria Elofu | Possible Nwosu | Ian Akwe | Titus Obaje | 20 KVA | ACDG | Outdoor | On Air | P1 | INT-Secondary | INT | 9.8561 | 8.8531 | Auto | Yes | Yes | HUB | Yes | 36 | Conventional | Grid + PC | ACDG - Grid+Li-Ion Hybrid
PL0021 | IHS_PLA_0868A | PL0021 | PLA-Z2 | Rayfield |  | Shaka Zone 7, Shaka, Off Gold & Base, Jos Plateau state | PLA-T4 | Abuja | Plateau | Oliyide Abiodun | Moruf Adewale | Vincent Ameh | Idegwu Victoria Elofu | Possible Nwosu | Ian Akwe | Titus Obaje | 20 KVA | ACDG | Outdoor | On Air | P1 | INT-Secondary | INT | 9.8769 | 8.9031 | Auto | Yes | Yes | HUB | Yes | 36 | Conventional | Grid + PC | ACDG - Grid+Li-Ion Hybrid
PL0022 | IHS_PLA_0870A | PL0022 | PLA-Z3 | Abuja Rd |  | Yakubu Davo's Place, Off Abuja Road, Ryom LGA, Plateau state | PLA-T6 | Abuja | Plateau | Lazarus Itho | Anifowose Joel | Vincent Ameh | Idegwu Victoria Elofu | Abubakar Usman | Ian Akwe | Titus Obaje | 15 KVA | ACDG | Indoor | On Air | P4 | INT-Secondary | INT | 9.715 | 8.8489 | Auto | Yes | No | BTS | Yes | 54 | Non-Conventional | Grid | DCDG - Grid
PL0019 | IHS_PLA_0871A | PL0019 | PLA-Z3 | KAF |  | Nisama Playground, Along Forest Road, After Gidan Waye, Jama'a LGA, Kafanchan, Kaduna state | PLA-T7 | Abuja | Kaduna | David Effiong | Anifowose Joel | Vincent Ameh | Idegwu Victoria Elofu | Talba Stephen Diyong | Ian Akwe | Titus Obaje | 20 KVA | ACDG | Outdoor | On Air | P1 | INT-Secondary | INT | 9.4635 | 8.4693 | Auto | No | Yes | Terminal | Yes | 54 | Conventional | Solar + PC | ACDG - Solar+Li-Ion Hybrid
PL0018 | IHS_PLA_0872A | PL0018 | PLA-Z3 | Abuja Rd |  | Opposite Ekam Primary School, Along Rim road, Off Basiti road, Off Abuja road, Riyom LGA, Plateau state | PLA-T6 | Abuja | Plateau | Lazarus Itho | Anifowose Joel | Vincent Ameh | Idegwu Victoria Elofu | Abubakar Usman | Ian Akwe | Titus Obaje | 15 KVA | ACDG | Outdoor | On Air | P4 | INT-Secondary | INT | 9.5511 | 8.7539 | Auto | No | Yes | BTS | Yes | 54 | Conventional | Solar + PC | ACDG - Solar+Li-Ion Hybrid
PL0016 | IHS_PLA_0874A | PL0016 | PLA-Z2 | JOS 1 | B3143 | along Beejay Close, Bukuru Low-cost, Jos, Plateau state | PLA-T5 | Abuja | Plateau | Kefas Charles | Moruf Adewale | Vincent Ameh | Idegwu Victoria Elofu | Abubakar Usman | Ian Akwe | Titus Obaje | 20 KVA | ACDG | Outdoor | On Air | P1 | INT-Secondary | INT | 9.82 | 8.8639 | Auto | Yes | Yes | HUB | Yes | 36 | Conventional | Grid + PC | ACDG - Grid+Li-Ion Hybrid
PL0002 | IHS_PLA_0878A | PL0002 | PLA-Z2 | JOS 1 | B3143 | Becichi Junction, along Beichi road ,Off Zawan Village Road, Jos South, Plateau state | PLA-T5 | Abuja | Plateau | Kefas Charles | Moruf Adewale | Vincent Ameh | Idegwu Victoria Elofu | Abubakar Usman | Ian Akwe | Titus Obaje | 20 KVA | ACDG | Outdoor | On Air | P1 | INT-Secondary | INT | 9.73 | 8.9 | Auto | No | Yes | HUB | Yes | 36 | Conventional | Solar + PC | ACDG - Solar+Li-Ion Hybrid
PL0036 | IHS_PLA_0879A | PL0036 | PLA-Z1 | Saminaka |  | Inside Ephriam Bawa Compound, Jengre, Jos-Kaduna road, Plateau state | PLA-T1 | Abuja | Plateau | Bamidele Oyewole | Shotunde Musbau | Vincent Ameh | Idegwu Victoria Elofu | Umar Satomi | Ian Akwe | Titus Obaje | 20 KVA | ACDG | Outdoor | On Air | P4 | INT-Secondary | INT | 10.2423 | 8.8015 | Auto | No | Yes | BTS | Yes [No comms] | 55 | Conventional | Solar + PC | ACDG - Solar+Li-Ion Hybrid
PL0041 | IHS_PLA_0881A | PL0041 | PLA-Z2 | Rayfield |  | Gadtumung Village, Dong-Jos Rd, Plateau state | PLA-T4 | Abuja | Plateau | Kefas Charles | Moruf Adewale | Vincent Ameh | Idegwu Victoria Elofu | Abubakar Usman | Ian Akwe | Titus Obaje | 20 KVA | ACDG | Outdoor | On Air | P2 | INT-Secondary | INT | 9.8968 | 8.8249 | Auto | No | Yes | BTS | Yes | 54 | Conventional | Solar + PC | ACDG - Solar+Li-Ion Hybrid
PL0056 | IHS_PLA_0883A | PL0056 | PLA-Z2 | Rayfield |  | Tsesu Farms, Rantya Road, State low cost, Jos, Platesu state | PLA-T4 | Abuja | Plateau | Kefas Charles | Moruf Adewale | Vincent Ameh | Idegwu Victoria Elofu | Abubakar Usman | Ian Akwe | Titus Obaje | 20 KVA | ACDG | Outdoor | On Air | P2 | INT-Secondary | INT | 9.8613 | 8.8261 | Auto | No | Yes | BTS | Yes | 36 | Conventional | PC | ACDG - Li-Ion Hybrid
PL0040 | IHS_PLA_0884A | PL0040 | PLA-Z2 | JOS 1 |  | Along Du Rd, off Dorawa Karam Rd, Tawan, Jos, Plateau state | PLA-T5 | Abuja | Plateau | Kefas Charles | Moruf Adewale | Vincent Ameh | Idegwu Victoria Elofu | Abubakar Usman | Ian Akwe | Titus Obaje | 15 KVA | ACDG | Outdoor | On Air | P4 | INT-Secondary | INT | 9.7614 | 8.8832 | Auto | No | Yes | BTS | Yes [No comms] | 45 | Conventional | PC | ACDG - Li-Ion Hybrid
PL0095 | IHS_PLA_0885A | PL0095 | PLA-Z2 | JOS 1 | B3143 | Along the road Opposite NVRI school, Off Kvom road, NVRI Vom, Jos South, Plateau state | PLA-T5 | Abuja | Plateau | Kefas Charles | Moruf Adewale | Vincent Ameh | Idegwu Victoria Elofu | Abubakar Usman | Ian Akwe | Titus Obaje | 15 KVA | ACDG | Outdoor | On Air | P1 | INT-Secondary | INT | 9.7398 | 8.7914 | Auto | Yes | Yes | HUB | Yes | 35 | Conventional | Grid + PC | ACDG - Grid+Li-Ion Hybrid
PL0084 | IHS_PLA_0887A | PL0084 | PLA-Z2 | JOS 1 | B3143 | Gyang Song Road, Off TCNN Road, Rayfield, Jos, Plateau state | PLA-T5 | Abuja | Plateau | Oliyide Abiodun | Moruf Adewale | Vincent Ameh | Idegwu Victoria Elofu | Possible Nwosu | Ian Akwe | Titus Obaje | 15 KVA | ACDG | Outdoor | On Air | P1 | INT-Secondary | INT | 9.8101 | 8.9 | Auto | Yes | Yes | HUB | Yes | 35 | Conventional | Grid + PC | ACDG - Grid+Li-Ion Hybrid
PL0058 | IHS_PLA_0888A | PL0058 | PLA-Z2 | Rayfield |  | Behind new JUTH, Lamingo, Jos, Plateau rd | PLA-T4 | Abuja | Plateau | Oliyide Abiodun | Moruf Adewale | Vincent Ameh | Idegwu Victoria Elofu | Possible Nwosu | Ian Akwe | Titus Obaje | 20 KVA | ACDG | Outdoor | On Air | P3 | INT-Secondary | INT | 9.8986 | 8.9611 | Auto | Yes | Yes | BTS | Yes | 54 | Conventional | Grid + Solar + PC | ACDG - Grid+Solar+Li-Ion Hybrid
PL0057 | IHS_PLA_0889A | PL0057 | PLA-Z2 | JOS 1 |  | Behind Jos South LG Council, St Peter College Gero Rd, Jos, Plateau state | PLA-T5 | Abuja | Plateau | Kefas Charles | Moruf Adewale | Vincent Ameh | Idegwu Victoria Elofu | Possible Nwosu | Ian Akwe | Titus Obaje | 20 KVA | ACDG | Outdoor | On Air | P4 | INT-Secondary | INT | 9.8039 | 8.8518 | Auto | No | Yes | BTS | Yes | 54 | Conventional | Solar + PC | ACDG - Solar+Li-Ion Hybrid
PL0097 | IHS_PLA_0890A | PL0097 | PLA-Z2 | Rayfield | B3143 | Living Faith Church, Tudun-wada Rd, Jos. Plateau | PLA-T4 | Abuja | Plateau | Oliyide Abiodun | Moruf Adewale | Vincent Ameh | Idegwu Victoria Elofu | Abubakar Usman | Ian Akwe | Titus Obaje | 20 KVA | ACDG | Outdoor | On Air | P1 | INT-Secondary | INT | 9.8878 | 8.8678 | Auto | Yes | Yes | HUB | Yes | 36 | Conventional | Grid + PC | ACDG - Grid+Li-Ion Hybrid
PL0059 | IHS_PLA_0893A | PL0059 | PLA-Z2 | Rayfield |  | Dura-du Rd, Rayfield, Jos, Plateau state | PLA-T4 | Abuja | Plateau | Oliyide Abiodun | Moruf Adewale | Vincent Ameh | Idegwu Victoria Elofu | Possible Nwosu | Ian Akwe | Titus Obaje | 20 KVA | ACDG | Outdoor | On Air | P1 | INT-Secondary | INT | 9.844 | 8.9197 | Auto | Yes | Yes | HUB | Yes | 35 | Conventional | Grid + PC | ACDG - Grid+Li-Ion Hybrid
PL0062 | IHS_PLA_0894A | PL0062 | PLA-Z1 | Bauchi Road | B3143 | Sharna Place, Bauchi Rd, Jos, Plateau | PLA-T2 | Abuja | Plateau | Abdullahi Yusuf | Shotunde Musbau | Vincent Ameh | Idegwu Victoria Elofu | Umar Satomi | Ian Akwe | Titus Obaje | 15 KVA | ACDG | Outdoor | On Air | P1 | INT-Secondary | INT | 9.9559 | 8.8902 | Auto | Yes | Yes | HUB | Yes | 24 | Conventional | Grid + PC | ACDG - Grid+Li-Ion Hybrid
PL0209 | IHS_PLA_0897A | PL0209 | PLA-Z2 | JOS 1 | B3143 | Gens Bread, Dadin Kowa, Zarmagada road, Jos, Plateau state | PLA-T5 | Abuja | Plateau | Kefas Charles | Moruf Adewale | Vincent Ameh | Idegwu Victoria Elofu | Abubakar Usman | Ian Akwe | Titus Obaje | 20 KVA | ACDG | Outdoor | On Air | P1 | INT-Secondary | INT | 9.8516 | 8.8741 | Auto | No | Yes | HUB | Yes | 35 | Conventional | PC | ACDG - Li-Ion Hybrid
PL0220 | IHS_PLA_0898A | PL0220 | PLA-Z2 | Rayfield |  | Medunama Junction, Rantya New Layout, State Low Cost, Jos, Plateau state | PLA-T4 | Abuja | Plateau | Kefas Charles | Moruf Adewale | Vincent Ameh | Idegwu Victoria Elofu | Abubakar Usman | Ian Akwe | Titus Obaje | 20 KVA | ACDG | Outdoor | On Air | P2 | INT-Secondary | INT | 9.8625 | 8.8457 | Auto | Yes | Yes | BTS | Yes | 35 | Conventional | Grid + PC | ACDG - Grid+Li-Ion Hybrid
PL0124 | IHS_PLA_0899A | PL0124 | PLA-Z1 | Bauchi Road | B3143 | Opposite ECWA Staff School, Farin Gada, Zaria Road, Jos North, Plateau state | PLA-T2 | Abuja | Plateau | Abdullahi Yusuf | Shotunde Musbau | Vincent Ameh | Idegwu Victoria Elofu | Umar Satomi | Ian Akwe | Titus Obaje | 15 KVA | ACDG | Outdoor | On Air | P1 | INT-Secondary | INT | 9.9499 | 8.8525 | Auto | Yes | Yes | HUB | Yes | 35 | Conventional | Grid | ACDG - Grid (with BUB)
PL0151 | IHS_PLA_0900A | PL0151 | PLA-Z2 | Rayfield | B3143 | Gwarandok, Off Millionaire quarters rd, Jos, Plateau state | PLA-T4 | Abuja | Plateau | Oliyide Abiodun | Moruf Adewale | Vincent Ameh | Idegwu Victoria Elofu | Possible Nwosu | Ian Akwe | Titus Obaje | 20 KVA | ACDG | Outdoor | On Air | P1 | INT-Secondary | INT | 9.8797 | 8.8938 | Auto | No | Yes | HUB | Yes | 36 | Conventional | PC | ACDG - Li-Ion Hybrid
PL0212 | IHS_PLA_0901A | PL0212 | PLA-Z2 | Rayfield | B3143 | Opposite Sparkling Junction, Mianjo ti Dedin Kowa Rd, Off Bukuru expressway, Jos, Plateau state | PLA-T4 | Abuja | Plateau | Oliyide Abiodun | Moruf Adewale | Vincent Ameh | Idegwu Victoria Elofu | Abubakar Usman | Ian Akwe | Titus Obaje | 15 KVA | ACDG | Outdoor | On Air | P1 | INT-Secondary | INT | 9.8592 | 8.8649 | Auto | Yes | Yes | HUB | Yes | 35 | Conventional | Grid + PC | ACDG - Grid+Li-Ion Hybrid
PL0214 | IHS_PLA_0902A | PL0214 | PLA-Z2 | JOS 1 | B3143 | Kwata, Gangara road, Off Rayfield-Bukuru road, Mai Adiko, Rayfield, Jos, Plateau state | PLA-T5 | Abuja | Plateau | Oliyide Abiodun | Moruf Adewale | Vincent Ameh | Idegwu Victoria Elofu | Possible Nwosu | Ian Akwe | Titus Obaje | 20 KVA | ACDG | Outdoor | On Air | P1 | INT-Secondary | INT | 9.829 | 8.8903 | Auto | Yes | Yes | HUB | Yes | 36 | Conventional | Grid + PC | ACDG - Grid+Li-Ion Hybrid
PL0186 | IHS_PLA_0903A | PL0186 | PLA-Z2 | JOS 2 |  | Beside INEC office, Bassa Village, Plateau state | PLA-T3 | Abuja | Plateau | Prince Adzemee | Moruf Adewale | Vincent Ameh | Idegwu Victoria Elofu | Umar Satomi | Ian Akwe | Titus Obaje | 15 KVA | ACDG | Outdoor | On Air | P4 | INT-Secondary | INT | 9.9519 | 8.754 | Manual | Yes | No | BTS | Yes | 35 | Conventional | Generator Only | ACDG - Conventional
PL0221 | IHS_PLA_0907A | PL0221 | PLA-Z2 | Rayfield |  | Block Industry, Opposite ITF HQ, Stat low cost, Jos, Plateau state | PLA-T4 | Abuja | Plateau | Oliyide Abiodun | Moruf Adewale | Vincent Ameh | Idegwu Victoria Elofu | Abubakar Usman | Ian Akwe | Titus Obaje | 15 KVA | ACDG | Outdoor | On Air | P2 | INT-Secondary | INT | 9.8705 | 8.8499 | Auto | Yes | Yes | BTS | Yes | 35 | Conventional | Grid + PC | ACDG - Grid+Li-Ion Hybrid
PL0185 | IHS_PLA_0908A | PL0185 | PLA-Z2 | JOS 2 |  | Opposite Government Secondary School, Bassa Village, Plateau state | PLA-T3 | Abuja | Plateau | Prince Adzemee | Moruf Adewale | Vincent Ameh | Idegwu Victoria Elofu | Umar Satomi | Ian Akwe | Titus Obaje | 15 KVA | ACDG | Outdoor | On Air | P4 | INT-Secondary | INT | 9.9528 | 8.7614 | Auto | Yes | Yes | BTS | Yes | 35 | Conventional | Grid + PC | ACDG - Grid+Li-Ion Hybrid
PL0187 | IHS_PLA_0909A | PL0187 | PLA-Z3 | Abuja Rd |  | Opposite Barkin Ladi Primary Health care, Barkin Ladi-Mangu Road, Before Bokkos Junction, Barkin Ladi LGA, Plateau state | PLA-T6 | Abuja | Plateau | Lazarus Itho | Anifowose Joel | Vincent Ameh | Idegwu Victoria Elofu | Abubakar Usman | Ian Akwe | Titus Obaje | 15 KVA | ACDG | Outdoor | On Air | P4 | INT-Secondary | INT | 9.5469 | 8.8997 | Auto | Yes | Yes | BTS | Yes | 35 | Conventional | Grid + PC | ACDG - Grid+Li-Ion Hybrid
PL0193 | IHS_PLA_0910A | PL0193 | PLA-Z2 | JOS 1 |  | CTM Stadium, Bukuru road, Jos, Plateau state | PLA-T5 | Abuja | Plateau | Kefas Charles | Moruf Adewale | Vincent Ameh | Idegwu Victoria Elofu | Abubakar Usman | Ian Akwe | Titus Obaje | 15 KVA | ACDG | Outdoor | On Air | P3 | INT-Secondary | INT | 9.7833 | 8.8611 | Auto | Yes | Yes | BTS | Yes | 55 | Conventional | Grid + PC | ACDG - Grid+Li-Ion Hybrid
PL0215 | IHS_PLA_0911A | PL0215 | PLA-Z2 | JOS 1 |  | Adjacent Plateau state College of Health Technology, Zawan Hwak-Kuru Road, Off Anguli Kvom road, Jos South, Plateau state | PLA-T5 | Abuja | Plateau | Kefas Charles | Moruf Adewale | Vincent Ameh | Idegwu Victoria Elofu | Abubakar Usman | Ian Akwe | Titus Obaje | 20 KVA | ACDG | Outdoor | On Air | P4 | INT-Secondary | INT | 9.7426 | 8.8349 | Auto | Yes | Yes | BTS | Yes | 36 | Conventional | Grid + PC | ACDG - Grid+Li-Ion Hybrid
PL0201 | IHS_PLA_0912A | PL0201 | PLA-Z3 | Abuja Rd |  | Along Maraba Jemaa-Barkin Ladi road, Heipang railway Crossing, Jemaa LGA, Plateau state, | PLA-T6 | Abuja | Plateau | Lazarus Itho | Anifowose Joel | Vincent Ameh | Idegwu Victoria Elofu | Abubakar Usman | Ian Akwe | Titus Obaje | 15 KVA | ACDG | Outdoor | On Air | P4 | INT-Secondary | INT | 9.6416 | 8.8894 | Auto | Yes | Yes | BTS | Yes | 20 | Conventional | Grid + PC | ACDG - Grid+Li-Ion Hybrid
PL0139 | IHS_PLA_0913A | PL0139 | PLA-Z3 | KAF |  | Assemblies of God Church, 3rd gate. Dadin Kowa, off bukuru expresswa, Jos, Plateau state | PLA-T7 | Abuja | Plateau | David Effiong | Anifowose Joel | Vincent Ameh | Idegwu Victoria Elofu | Abubakar Usman | Ian Akwe | Titus Obaje | 20 KVA | ACDG | Outdoor | On Air | P3 | INT-Secondary | INT | 9.8516 | 8.8636 | Auto | Yes | Yes | BTS | Yes | 35 | Conventional | Grid + PC | ACDG - Grid+Li-Ion Hybrid
PL0208 | IHS_PLA_0914A | PL0208 | PLA-Z2 | Rayfield |  | Behind ECWA Goodness Church, Off Jos-Akuaja Road, Anglo -Jos, Jos, Plateau state | PLA-T4 | Abuja | Plateau | Oliyide Abiodun | Moruf Adewale | Vincent Ameh | Idegwu Victoria Elofu | Abubakar Usman | Ian Akwe | Titus Obaje | 15 KVA | ACDG | Outdoor | On Air | P3 | INT-Secondary | INT | 9.8735 | 8.8728 | Auto | Yes | Yes | BTS | Yes | 45 | Conventional | Grid + PC | ACDG - Grid+Li-Ion Hybrid
PL0216 | IHS_PLA_0915A | PL0216 | PLA-Z2 | Rayfield |  | Opposite Abbatoir, abbatoir road,Jos, Plateau state | PLA-T4 | Abuja | Plateau | Oliyide Abiodun | Moruf Adewale | Vincent Ameh | Idegwu Victoria Elofu | Possible Nwosu | Ian Akwe | Titus Obaje | 15 KVA | ACDG | Outdoor | On Air | P2 | INT-Secondary | INT | 9.8893 | 8.8849 | Auto | No | Yes | Terminal | Yes | 35 | Conventional | PC | ACDG - Li-Ion Hybrid
PL0135 | IHS_PLA_0922A | PL0135 | PLA-Z2 | JOS 2 |  | Yantrailer, Bauchi Ring road, Jos North, Plateau state | PLA-T3 | Abuja | Plateau | Prince Adzemee | Moruf Adewale | Vincent Ameh | Idegwu Victoria Elofu | Umar Satomi | Ian Akwe | Titus Obaje | 15 KVA | ACDG | Outdoor | On Air | P4 | INT-Secondary | INT | 9.9273 | 8.911 | Auto | Yes | Yes | BTS | Yes [No comms] | 36 | Conventional | Grid + PC | ACDG - Grid+Li-Ion Hybrid
PL0132 | IHS_PLA_0923A | PL0132 | PLA-Z1 | Bauchi Road | B3143 | Behind St. Anthony Cathlic Church, Utan, Jos North, Plateau state | PLA-T2 | Abuja | Plateau | Abdullahi Yusuf | Shotunde Musbau | Vincent Ameh | Idegwu Victoria Elofu | Umar Satomi | Ian Akwe | Titus Obaje | 20 KVA | ACDG | Outdoor | On Air | P1 | INT-Secondary | INT | 9.9385 | 8.8568 | Auto | Yes | Yes | HUB | Yes | 35 | Conventional | Grid + PC | ACDG - Grid+Li-Ion Hybrid
PL0127 | IHS_PLA_0925A | PL0127 | PLA-Z1 | Bauchi Road | B3143 | Yankwaba, Anguwan Roji, Jos, Plateau state | PLA-T2 | Abuja | Plateau | Abdullahi Yusuf | Shotunde Musbau | Vincent Ameh | Idegwu Victoria Elofu | Umar Satomi | Ian Akwe | Titus Obaje | 20 KVA | ACDG | Outdoor | On Air | P1 | INT-Secondary | INT | 9.9442 | 8.8853 | Auto | Yes | Yes | HUB | Yes | 35 | Conventional | Grid + PC | ACDG - Grid+Li-Ion Hybrid
PL0131 | IHS_PLA_0926A | PL0131 | PLA-Z1 | Bauchi Road |  | Sabonlahi, Zaria Road, Jos North, Plateau state | PLA-T2 | Abuja | Plateau | Abdullahi Yusuf | Shotunde Musbau | Vincent Ameh | Idegwu Victoria Elofu | Umar Satomi | Ian Akwe | Titus Obaje | 15 KVA | ACDG | Outdoor | On Air | P3 | INT-Secondary | INT | 9.9572 | 8.8694 | Auto | Yes | Yes | BTS | Yes | 35 | Conventional | Grid + PC | ACDG - Grid+Li-Ion Hybrid
PL0211 | IHS_PLA_0927A | PL0211 | PLA-Z2 | JOS 1 | B3143 | After Area Command, Sabon Banki, Jos, Plateau state | PLA-T5 | Abuja | Plateau | Kefas Charles | Moruf Adewale | Vincent Ameh | Idegwu Victoria Elofu | Abubakar Usman | Ian Akwe | Titus Obaje | 15 KVA | ACDG | Outdoor | On Air | P1 | INT-Secondary | INT | 9.8267 | 8.8601 | Auto | Yes | Yes | HUB | Yes | 35 | Conventional | Grid | ACDG - Grid (with BUB)
PL0156 | IHS_PLA_0928A | PL0156 | PLA-Z2 | JOS 2 |  | Gondola, Angwarukuba, Bauchi Ring road, Jos North, Plateau state | PLA-T3 | Abuja | Plateau | Prince Adzemee | Moruf Adewale | Vincent Ameh | Idegwu Victoria Elofu | Umar Satomi | Ian Akwe | Titus Obaje | 20 KVA | ACDG | Outdoor | On Air | P4 | INT-Secondary | INT | 9.9278 | 8.9166 | Auto | Yes | Yes | BTS | Yes | 35 | Conventional | Grid + PC | ACDG - Grid+Li-Ion Hybrid
PL0147 | IHS_PLA_0929A | PL0147 | PLA-Z2 | Rayfield |  | Behind Oasis bakery, Secretariat Roundabout. Jos, Plateau state | PLA-T4 | Abuja | Plateau | Oliyide Abiodun | Moruf Adewale | Vincent Ameh | Idegwu Victoria Elofu | Abubakar Usman | Ian Akwe | Titus Obaje | 15 KVA | ACDG | Outdoor | On Air | P3 | INT-Secondary | INT | 9.8907 | 8.8802 | Auto | Yes | Yes | BTS | Yes | 35 | Conventional | Grid + PC | ACDG - Grid+Li-Ion Hybrid
PL0213 | IHS_PLA_0930A | PL0213 | PLA-Z1 | Bauchi Road |  | Army Engineer, Zaria Rd, Jos, Plateau | PLA-T2 | Abuja | Plateau | Abdullahi Yusuf | Shotunde Musbau | Vincent Ameh | Idegwu Victoria Elofu | Umar Satomi | Ian Akwe | Titus Obaje | 15 KVA | ACDG | Outdoor | On Air | P4 | INT-Secondary | INT | 9.972 | 8.8438 | Auto | Yes | Yes | BTS | Yes | 35 | Conventional | Grid + PC | ACDG - Grid+Li-Ion Hybrid
PL0138 | IHS_PLA_0931A | PL0138 | PLA-Z2 | Rayfield |  | Behind COCIN Church, Tudun Wada, Ring road, Jos, Platesu state | PLA-T4 | Abuja | Plateau | Oliyide Abiodun | Moruf Adewale | Vincent Ameh | Idegwu Victoria Elofu | Abubakar Usman | Ian Akwe | Titus Obaje | 15 KVA | ACDG | Outdoor | On Air | P4 | INT-Secondary | INT | 9.8825 | 8.8695 | Auto | Yes | Yes | BTS | Yes | 35 | Conventional | Grid + PC | ACDG - Grid+Li-Ion Hybrid
PL0377 | IHS_PLA_0950C | PL0377 | PLA-Z1 | Bauchi Road |  | Beside Abuja Hostel, University of Jos Permanent Site, Off Bauchi road, Jos North, Plateau state | PLA-T2 | Abuja | Plateau | Abdullahi Yusuf | Shotunde Musbau | Vincent Ameh | Idegwu Victoria Elofu | Umar Satomi | Ian Akwe | Titus Obaje | 15 KVA | ACDG | not specified | On Air | P4 | INT Collo | INT | 9.9679 | 8.8868 | Auto | No | Yes | BTS | Yes | 25 | Conventional | Solar + PC | ACDG - Solar+Li-Ion Hybrid
PL0393 | IHS_PLA_1024B | IHS_PLA_1024B | PLA-Z2 | Rayfield |  | A PIECE OF LAND LOCATED AT KWANG AREA, JOS, JOS SOUTH L.G.A, PLATEAU STATE. | PLA-T4 | Abuja | Plateau | Oliyide Abiodun | Moruf Adewale | Vincent Ameh | Idegwu Victoria Elofu | Possible Nwosu | Ian Akwe | Titus Obaje | 15 KVA | ACDG | not specified | On Air | P4 | IHS Collo | IHSN | 9.8561 | 8.9308 | Auto | Yes | Yes | Terminal | Yes | 35 | Conventional | Grid + Solar + PC | ACDG - Grid+Solar+Li-Ion Hybrid
PL0403 | IHS_PLA_1026B | IHS_PLA_1026B | PLA-Z2 | Rayfield |  | A Piece of land in Specialist Hospital Jos, Bukuru Road, Jos North, Plateau State. | PLA-T4 | Abuja | Plateau | Oliyide Abiodun | Moruf Adewale | Vincent Ameh | Idegwu Victoria Elofu | Umar Satomi | Ian Akwe | Titus Obaje | 20 KVA | ACDG | not specified | On Air | P4 | IHS Collo | IHSN | 9.8959 | 9.8959 | Auto | Yes | Yes | Terminal | Yes | 35 | Conventional | Grid + Solar + PC | ACDG - Grid+Solar+Li-Ion Hybrid
KD0409 | IHS_ZAR_0007B | IHS_ZAR_007 | KAD-Z3 | Panbegua |  | Behind LEA Primary School, Amana Igabi LGA, Kaduna | KAD-T8 | Abuja | Kaduna | Owolabi Segun | Abubakar Muhammad | Emmanuel Okoyomon | Eudurance Ogbuigwe | Segun Olatubosun | Ian Akwe | Titus Obaje | 15 KVA | ACDG | Outdoor | On Air | P1 | IHS Collo | IHSN | 10.7685 | 7.678 | Manual | No | Yes | HUB | Yes [No comms] | 50 | Conventional | Generator Only | ACDG - Conventional
KD6333 | IHS_ZAR_0021B | IHS_ZAR_021 | KAD-Z4 | Zaria 2 | A658 | Along Salisu Iliasu Street, Kofan Gayan,Ungwan Zakara, Zaria City, Kaduna state | KAD-T6 | Abuja | Kaduna | Manisir Musa | Abraham Okpe | Emmanuel Okoyomon | Eudurance Ogbuigwe | Segun Olatubosun | Ian Akwe | Titus Obaje | 20 KW | DCDG | Outdoor | On Air | P2 | IHS Collo | IHSN | 11.0439 | 7.7033 | Manual | No | No | HUB | Yes | 50 | Non-Conventional | Generator Only | DCDG - Deep Cycle
KD6335 | IHS_ZAR_0022B | IHS_ZAR_022 | KAD-Z4 | Zaria 2 | A658 | Land at IB, Kofan Kong Area road, Zaria City, Kaduna State | KAD-T6 | Abuja | Kaduna | Manisir Musa | Abraham Okpe | Emmanuel Okoyomon | Eudurance Ogbuigwe | Segun Olatubosun | Ian Akwe | Titus Obaje | 20 KVA | ACDG | Outdoor | On Air | P3 | IHS Collo | IHSN | 11.0419 | 7.7187 | Auto | No | Yes | BTS | Yes | 50 | Conventional | Solar + PC | ACDG - Solar+Li-Ion Hybrid
KD6350 | IHS_ZAR_0023B | IHS_ZAR_023 | KAD-Z4 | Zaria 1 | B3143 | Layin Councillor, Biye Township Rd, Off Zaira Funtua Rd, Biye Town, Kaduna | KAD-T7 | Abuja | Kaduna | Jimoh Abdulraheem | Abraham Okpe | Emmanuel Okoyomon | Eudurance Ogbuigwe | Segun Olatubosun | Ian Akwe | Titus Obaje | 20 KVA | ACDG | Outdoor | On Air | P1 | IHS Collo | IHSN | 11.1613 | 7.585 | Auto | No | Yes | HUB | Yes | 55 | Conventional | PC | ACDG - Li-Ion Hybrid
IHS_ZAR_024 | IHS_ZAR_0024B | IHS_ZAR_024 | Off Air | Off Air | Off Air | Off Air | Off Air | Off Air | Off Air | Off Air | Off Air | Off Air | Eudurance Ogbuigwe |  | No details | Titus Obaje | No details | No details | Off Air | Off Air | Off Air | Off Air | Off Air | Off Air | Off Air | Off Air | No | No | Off Air | Off Air | 50 | Off Air | Off Air | Off Air
KD6360 | IHS_ZAR_0025B | IHS_ZAR_025 | KAD-Z4 | Zaria 1 |  | Plot of land at Yakasi Village, along Zaria-Jos Rd, Kaduna | KAD-T7 | Abuja | Kaduna | Jimoh Abdulraheem | Abraham Okpe | Emmanuel Okoyomon | Eudurance Ogbuigwe | Segun Olatubosun | Ian Akwe | Titus Obaje | 20 KVA | ACDG | Outdoor | On Air | P2 | IHS Collo | IHSN | 11.05 | 7.85 | Auto | No | Yes | BTS | Yes | 55 | Conventional | Solar + PC | ACDG - Solar+Li-Ion Hybrid
KD6328 | IHS_ZAR_0026B | IHS_ZAR_026 | KAD-Z4 | Zaria 1 |  | Plot of land at Gwan Sabon Gari, Aviation Quarters, Zaria, kaduna state | KAD-T7 | Abuja | Kaduna | Jimoh Abdulraheem | Abraham Okpe | Emmanuel Okoyomon | Eudurance Ogbuigwe | Segun Olatubosun | Ian Akwe | Titus Obaje | 27 KVA | ACDG | Outdoor | On Air | P2 | IHS Collo | IHSN | 11.1457 | 7.6904 | Auto | Yes | Yes | HUB | Yes | 50 | Conventional | Grid + Solar + PC | ACDG - Grid+Solar+Li-Ion Hybrid
KD0192 | IHS_ZAR_0034B | IHS_ZAR_034 | KAD-Z4 | Zaria 1 |  | Land at Muchiya Dirimin Sabin Quarters, Sabon Gari, Zaria | KAD-T7 | Abuja | Kaduna | Jimoh Abdulraheem | Abraham Okpe | Emmanuel Okoyomon | Eudurance Ogbuigwe | Segun Olatubosun | Ian Akwe | Titus Obaje | 20 KVA | ACDG | Outdoor | On Air | P2 | IHS Collo | IHSN | 11.1273 | 7.7312 | Auto | No | Yes | Terminal | Yes | 50 | Conventional | Solar + PC | ACDG - Solar+Li-Ion Hybrid
KT2977 | IHS_KAT_0006B | KT2977 | KAT-Z1 | 0 |  | Sariki Abdulrahaman Way, Opp High Court Of Justice, Katsina L.G.A | KAT-T1 | Kano | Katsina | Mathew Olakiitan | Abubakar Saidu | Tunde Badmus | Muhammed Adamu Said |  | Abdulsalami Abdulraman | Titus Obaje | 20 KVA | ACDG | Outdoor | On Air | P1 | IHS Collo | IHSN | 12.9903 | 7.6388 | Auto | not specified | not specified | not specified | not specified | not specified | Conventional | Grid + PC | ACDG - Grid+Li-Ion Hybrid
T5360 | IHS_JIG_0734A | T5360 | JIG-Z1 | Hadeja | B400 | Nipost Dutse | JIG-T2 | Kano | Jigawa | Eniola Lawrence | Auwal Muhammad | Tunde Badmus | Ali Muhammad Kwairanga |  | Abdulsalami Abdulraman | Titus Obaje | 30 KVA | ACDG | Indoor | On Air | P1 | INT-Secondary | INT | 11.7197 | 9.3614 | Auto | not specified | not specified | not specified | not specified | not specified | Conventional | Grid | ACDG - Grid (with BUB)
SK0053 | IHS_SOK_0839H | HT/NW/SO/006 | SOK-Z1 | Yauri/Zuru |  | Police Barracks Opposite Usman Dan Fodio University School of Matriculation Studies, Ali Akilu Road, Sokoto | SOK-T1 | Kano | Sokoto | Omorodion Daniel Elumelem | Abdulafeez Olaitan Jimoh | Ibrahim Danjuma Akut | Abdulsalam Abdulfatah Omeizza |  | Abdulsalami Abdulraman | Titus Obaje | 15 KVA | ACDG | Outdoor | On Air | P3 | ITNG | ITNG | 13.0385 | 5.2476 | Auto | not specified | not specified | not specified | not specified | not specified | Conventional | Grid + PC | ACDG - Grid+Li-Ion Hybrid
KT2501 | IHS_KAT_0052B | KT2501 | KAT-Z1 | 0 | A658 | Kambarawa Town, Katsina State. | KAT-T1 | Kano | Katsina | Abdulraheem Hameed | Abubakar Saidu | Tunde Badmus | Muhammed Adamu Said |  | Abdulsalami Abdulraman | Titus Obaje | 15 KVA | ACDG | Outdoor | On Air | P3 | IHS Collo | IHSN | 12.9889 | 7.6517 | Auto | not specified | not specified | not specified | not specified | not specified | Conventional | Solar + PC | ACDG - Solar+Li-Ion Hybrid
JG2000 | IHS_JIG_0833B | JG2000 | JIG-Z1 | Hadeja |  | A Piece of Land located at Hakimi Street, Kasarau, Dutse, Jigawa State. | JIG-T2 | Kano | Jigawa | Eniola Lawrence | Auwal Muhammad | Tunde Badmus | Ali Muhammad Kwairanga |  | Abdulsalami Abdulraman | Titus Obaje | 20 KVA | ACDG | Outdoor | On Air | P3 | IHS Collo | IHSN | 11.7146 | 9.3592 | Auto | not specified | not specified | not specified | not specified | not specified | Conventional | PC | ACDG - Li-Ion Hybrid
KT2519 | IHS_KAT_0046B | KT2519 | KAT-Z1 | 0 |  | Kofar Yamma, Makurda, Rimi LGA, Katsina State. | KAT-T1 | Kano | Katsina | Abdulraheem Hameed | Abubakar Saidu | Tunde Badmus | Muhammed Adamu Said |  | Abdulsalami Abdulraman | Titus Obaje | 15 KVA | ACDG | Outdoor | On Air | P4 | IHS Collo | IHSN | 13.0164 | 7.7419 | Auto | not specified | not specified | not specified | not specified | not specified | Conventional | Solar + PC | ACDG - Solar+Li-Ion Hybrid
ZM1501 | IHS_ZAM_0811B | ZM1501 | SOK-Z1 | Yauri/Zuru |  | A Piece of Land located at Federal University Gusau P. M. B. 1001 Zamfara State | ZAM-T1 | Kano | Zamfara | Abdulazeez Muyideen Remi | Abdulafeez Olaitan Jimoh | Ibrahim Danjuma Akut | Muhammed Adamu Said |  | Abdulsalami Abdulraman | Titus Obaje | 22 KVA | ACDG | Outdoor | On Air | P3 | IHS Collo | IHSN | 12.1301 | 6.7824 | Auto | not specified | not specified | not specified | not specified | not specified | Conventional | PC | ACDG - Li-Ion Hybrid
SK0916 | IHS_SOK_0045B | SK0916 | SOK-Z1 | Yauri/Zuru |  | Piece of Land beside Mortuary Specialist Hospital, Sokoto, Sokoto State | SOK-T1 | Kano | Sokoto | Omorodion Daniel Elumelem | Abdulafeez Olaitan Jimoh | Ibrahim Danjuma Akut | Abdulsalam Abdulfatah Omeizza |  | Abdulsalami Abdulraman | Titus Obaje | 15 KVA | ACDG | Outdoor | On Air | P2 | IHS Collo | IHSN | 13.0541 |  | Auto | not specified | not specified | not specified | not specified | not specified | Conventional | Grid + PC | ACDG - Grid+Li-Ion Hybrid
T5361 | IHS_JIG_0735A | T5361 | JIG-Z1 | Hadeja | B3143 | SECRETARIAT ROAD DUTSE JIGAWA STATE | JIG-T2 | Kano | Jigawa | Eniola Lawrence | Auwal Muhammad | Tunde Badmus | Ali Muhammad Kwairanga |  | Abdulsalami Abdulraman | Titus Obaje | 20 KVA | ACDG | Indoor | On Air | P1 | INT-Secondary | INT | 11.6974 | 9.3399 | Auto | not specified | not specified | not specified | not specified | not specified | Conventional | Grid | ACDG - Grid (with BUB)
SK0917 | IHS_SOK_0046B | SK0917 | SOK-Z1 | Yauri/Zuru |  | Kofar Atiku Sabon Birni Area, Besides Ward Head Residents, Sokoto North LGA, Sokoto State | SOK-T1 | Kano | Sokoto | Omorodion Daniel Elumelem | Abdulafeez Olaitan Jimoh | Ibrahim Danjuma Akut | Abdulsalam Abdulfatah Omeizza |  | Abdulsalami Abdulraman | Titus Obaje | 15 KVA | ACDG | Outdoor | On Air | P3 | IHS Collo | IHSN | 13.0586 | 5.2413 | Auto | not specified | not specified | not specified | not specified | not specified | Conventional | PC | ACDG - Li-Ion Hybrid
ZM0054 | IHS_ZAM_0002B | ZM0054 | SOK-Z1 | Yauri/Zuru |  | A piece of land behind FCET at Mareri quarters Gusau L.G.A | ZAM-T1 | Kano | Zamfara | Abdulazeez Muyideen Remi | Abdulafeez Olaitan Jimoh | Ibrahim Danjuma Akut | Muhammed Adamu Said |  | Abdulsalami Abdulraman | Titus Obaje | 22 KVA | ACDG | Outdoor | On Air | P2 | IHS Collo | IHSN | 12.1452 | 6.7179 | Auto | not specified | not specified | not specified | not specified | not specified | Conventional | Grid + PC | ACDG - Grid+Li-Ion Hybrid
KB0071 | IHS_KEB_0002B | KB0071 | KEB-Z1 | Yauri/Zuru | B3143 & A658 | OPPOSITE NEW CENTRAL MARKET, BIRNI KEBBI, KEBBI STATE. | KEB-T1 | Kano | Kebbi | Ayeni Adeyemi | Adejo John Excellence | Ibrahim Danjuma Akut | Abdulsalam Abdulfatah Omeizza |  | Abdulsalami Abdulraman | Titus Obaje | 45 KVA | ACDG | Outdoor | On Air | P1 | IHS Collo | IHSN | 12.4404 | 4.2057 | Auto | not specified | not specified | not specified | not specified | not specified | Conventional | PC | ACDG - Li-Ion Hybrid
KT0634 | IHS_KAT_1001B | KT0634 | KAT-Z1 | 0 |  | A PIECE OF LAND IN KETARE, KANKARA LGA, KATSINA STATE | KAT-T3 | Kano | Katsina | Shaibu Usman | Abubakar Saidu | Tunde Badmus | Muhammed Adamu Said |  | Abdulsalami Abdulraman | Titus Obaje | 20 KVA | ACDG | Outdoor | On Air | P3 | IHS Collo | IHSN | 11.9117 | 7.618 | Auto | not specified | not specified | not specified | not specified | not specified | Conventional | PC | ACDG - Li-Ion Hybrid
JG0022 | IHS_JIG_0817A | JG0022 | JIG-Z1 | Hadeja |  | DANGANTSAURE QUARTERS, DUTSE LGA, JIGAWA STATGE. | JIG-T2 | Kano | Jigawa | Eniola Lawrence | Auwal Muhammad | Tunde Badmus | Ali Muhammad Kwairanga |  | Abdulsalami Abdulraman | Titus Obaje | 15 KVA | ACDG | Outdoor | On Air | P3 | INT-Secondary | INT | 11.6969 | 9.3486 | Auto | not specified | not specified | not specified | not specified | not specified | Conventional | Grid + PC | ACDG - Grid+Li-Ion Hybrid
KT2993 | IHS_KAT_0936H | HM/NW/KA/019 | KAT-Z1 | 0 |  | Block B Plot No 10 Sabuwar Unguwar Kaura | KAT-T2 | Kano | Katsina | Mathew Olakiitan | Abubakar Saidu | Tunde Badmus | Muhammed Adamu Said |  | Abdulsalami Abdulraman | Titus Obaje | 15 KVA | ACDG | Outdoor | On Air | P3 | ITNG | ITNG | 12.9677 | 7.6074 | Auto | not specified | not specified | not specified | not specified | not specified | Conventional | Grid + PC | ACDG - Grid+Li-Ion Hybrid
JG5747 | IHS_JIG_0792A | JG5747 | JIG-Z1 | Ringim |  | UNGUWAR NASARAWA RIGIN LGA, JIGAWA STATE | JIG-T3 | Kano | Jigawa | Ibrahim Adebayo | Auwal Muhammad | Tunde Badmus | Ali Muhammad Kwairanga |  | Abdulsalami Abdulraman | Titus Obaje | 15 KVA | ACDG | Outdoor | On Air | P2 | INT-Secondary | INT | 12.152 | 9.1523 | Auto | not specified | not specified | not specified | not specified | not specified | Conventional | PC | ACDG - Li-Ion Hybrid
KB3916 | IHS_KEB_0028B | KB3916 | KEB-Z1 | Yauri/Zuru |  | A PIECE OF LAND INSIDE THE PREMISES OF JUSTICE MOHAMMED SULEIMAN AMBURSA, GESSE PHASE 1, BIRNIN KEBBI, BIRNIN KEBBI LGA, KEBBI | KEB-T1 | Kano | Kebbi | Ayeni Adeyemi | Adejo John Excellence | Ibrahim Danjuma Akut | Abdulsalam Abdulfatah Omeizza |  | Abdulsalami Abdulraman | Titus Obaje | 15 KVA | ACDG | Outdoor | On Air | P2 | IHS Collo | IHSN | 12.456 | 4.215 | Auto | not specified | not specified | not specified | not specified | not specified | Conventional | Solar + PC | ACDG - Solar+Li-Ion Hybrid
ZM1502 | IHS_ZAM_0810B | ZM1502 | SOK-Z1 | Yauri/Zuru |  | A Piece of Land Located at Sabo Gari Samaru, Ungwar Uba-Doma Extension, Gusau, Zamfara State. | ZAM-T1 | Kano | Zamfara | Abdulazeez Muyideen Remi | Abdulafeez Olaitan Jimoh | Ibrahim Danjuma Akut | Muhammed Adamu Said |  | Abdulsalami Abdulraman | Titus Obaje | 22 KVA | ACDG | Outdoor | On Air | P4 | IHS Collo | IHSN | 12.1585 | 6.7039 | Auto | not specified | not specified | not specified | not specified | not specified | Conventional | PC | ACDG - Li-Ion Hybrid
KT2508 | IHS_KAT_0049B | KT2508 | KAT-Z1 | 0 | B3143 | Gora Village, Gora Junction, Katsina State | KAT-T3 | Kano | Katsina | Shaibu Usman | Abubakar Saidu | Tunde Badmus | Muhammed Adamu Said |  | Abdulsalami Abdulraman | Titus Obaje | 15 KVA | ACDG | Outdoor | On Air | P1 | IHS Collo | IHSN | 11.9173 | 7.6655 | Auto | not specified | not specified | not specified | not specified | not specified | Conventional | Grid | ACDG - Grid (with BUB)
T5367 | IHS_JIG_0739A | T5367 | JIG-Z1 | Duste | B400 | KOFAR, HADEJA, JIGAWA STATE | JIG-T1 | Kano | Jigawa | Umoru Abdulwahab | Auwal Muhammad | Tunde Badmus | Ali Muhammad Kwairanga |  | Abdulsalami Abdulraman | Titus Obaje | 30 KVA | ACDG | Indoor | On Air | P1 | INT-Secondary | INT | 12.4557 | 10.041 | Auto | not specified | not specified | not specified | not specified | not specified | Conventional | Grid | ACDG - Grid (with BUB)
KT2953 | IHS_KAT_0062B | KT2953 | KAT-Z1 | 0 | B3143 | KATSINA CENTRAL MARKET, MURTALA MUHAMMED WAY, KOFAR KWAYA, KATSINA STATE. | KAT-T2 | Kano | Katsina | Mathew Olakiitan | Abubakar Saidu | Tunde Badmus | Muhammed Adamu Said |  | Abdulsalami Abdulraman | Titus Obaje | 20 KVA | ACDG | Outdoor | On Air | P1 | IHS Collo | IHSN | 12.9704 | 7.6037 | Auto | not specified | not specified | not specified | not specified | not specified | Conventional | PC | ACDG - Li-Ion Hybrid
JG0021 | IHS_JIG_0797A | JG0021 | JIG-Z1 | Hadeja |  | Inuwa Dutse Housing estate | JIG-T2 | Kano | Jigawa | Eniola Lawrence | Auwal Muhammad | Tunde Badmus | Ali Muhammad Kwairanga |  | Abdulsalami Abdulraman | Titus Obaje | 15 KVA | ACDG | Indoor | On Air | P3 | INT-Secondary | INT | 11.6722 | 9.3372 | Auto | not specified | not specified | not specified | not specified | not specified | Conventional | Grid | ACDG - Grid (with BUB)
KB3958 | IHS_KEB_0040B | KB3958 | KEB-Z1 | Yauri/Zuru |  | Shiyar Yamma, Makera town, Makera ward, Birnin Kebbi LGA Kebbi state. | KEB-T1 | Kano | Kebbi | Ayeni Adeyemi | Adejo John Excellence | Ibrahim Danjuma Akut | Abdulsalam Abdulfatah Omeizza |  | Abdulsalami Abdulraman | Titus Obaje | 30 KVA | ACDG | Outdoor | On Air | P3 | IHS Collo | IHSN | 12.5145 | 4.1191 | Auto | not specified | not specified | not specified | not specified | not specified | Conventional | Solar + PC | ACDG - Solar+Li-Ion Hybrid
B6331 | IHS_JIG_0718E | B6331 | JIG-Z1 | Duste |  | ALONG HADEJIA - NGURU ROAD BEHIND NA - BAKWAI BLOCK IND HADEJIA JIGAWA STATE | JIG-T1 | Kano | Jigawa | Umoru Abdulwahab | Auwal Muhammad | Tunde Badmus | Ali Muhammad Kwairanga |  | Abdulsalami Abdulraman | Titus Obaje | 15 KVA | ACDG | Outdoor | On Air | P1 | EMTS-SLB 2116 | IHSN | 12.4578 | 10.0436 | Auto | not specified | not specified | not specified | not specified | not specified | Conventional | Grid + PC | ACDG - Grid+Li-Ion Hybrid
B4402 | IHS_KAT_0018B | B4402 | KAT-Z1 | 0 |  | DANKANJIBA VILLAGE, KAFUR LGA, KASTSINA STATE. | KAT-T3 | Kano | Katsina | Shaibu Usman | Abubakar Saidu | Tunde Badmus | Muhammed Adamu Said |  | Abdulsalami Abdulraman | Titus Obaje | 22 KVA | ACDG | Outdoor | On Air | P1 | IHS Collo | IHSN | 11.7654 | 7.827 | Auto | not specified | not specified | not specified | not specified | not specified | Conventional | PC | ACDG - Li-Ion Hybrid
ZM4452 | IHS_ZAM_0036B | ZM4452 | SOK-Z1 | Yauri/Zuru |  | Barakallah, New Layout, Gusau, Gausa L.G.A, Zamfara | ZAM-T1 | Kano | Zamfara | Abdulazeez Muyideen Remi | Abdulafeez Olaitan Jimoh | Ibrahim Danjuma Akut | Muhammed Adamu Said |  | Abdulsalami Abdulraman | Titus Obaje | 15 KVA | ACDG | Outdoor | On Air | P2 | IHS Collo | IHSN | 12.1935 | 6.6753 | Auto | not specified | not specified | not specified | not specified | not specified | Conventional | Grid | ACDG - Grid (with BUB)
KT2954 | IHS_KAT_0935H | HM/NW/KA/018 | KAT-Z1 | 0 |  | Abbatior,Along Rahamawa Block Industry,Dutsama Rd | KAT-T2 | Kano | Katsina | Mathew Olakiitan | Abubakar Saidu | Tunde Badmus | Muhammed Adamu Said |  | Abdulsalami Abdulraman | Titus Obaje | 20 KVA | ACDG | Outdoor | On Air | P2 | ITNG | ITNG | 12.9692 | 7.5903 | Auto | not specified | not specified | not specified | not specified | not specified | Conventional | Grid + PC | ACDG - Grid+Li-Ion Hybrid
SK0051 | IHS_SOK_0001B | SK0051 | SOK-Z1 | Yauri/Zuru | A658 | Yar' sake Area,Magajin Gari, A Ward, Sokoto State. | SOK-T1 | Kano | Sokoto | Omorodion Daniel Elumelem | Abdulafeez Olaitan Jimoh | Ibrahim Danjuma Akut | Abdulsalam Abdulfatah Omeizza |  | Abdulsalami Abdulraman | Titus Obaje | 20 KVA | ACDG | Outdoor | On Air | P2 | IHS Collo | IHSN | 13.0695 | 5.2443 | Manual | not specified | not specified | not specified | not specified | not specified | Conventional | Generator Only | ACDG - Conventional
T5368 | IHS_JIG_0750A | T5368 | JIG-Z1 | Ringim | B3143 | WALAWA QUARTERS RIGIM JIGAWA STATE | JIG-T3 | Kano | Jigawa | Ibrahim Adebayo | Auwal Muhammad | Tunde Badmus | Ali Muhammad Kwairanga |  | Abdulsalami Abdulraman | Titus Obaje | 15 KVA | ACDG | Indoor | On Air | P1 | INT-Secondary | INT | 12.1506 | 9.1695 | Auto | not specified | not specified | not specified | not specified | not specified | Conventional | Grid | ACDG - Grid (with BUB)
JG3408 | IHS_JIG_0819A | JG3408 | JIG-Z1 | Duste |  | Opposite Arco Islamiya school | JIG-T1 | Kano | Jigawa | Umoru Abdulwahab | Auwal Muhammad | Tunde Badmus | Ali Muhammad Kwairanga |  | Abdulsalami Abdulraman | Titus Obaje | 15 KVA | ACDG | Outdoor | On Air | P4 | INT-Secondary | INT | 12.4413 | 10.0471 | Auto | not specified | not specified | not specified | not specified | not specified | Conventional | Grid + PC | ACDG - Grid+Li-Ion Hybrid
KB3905 | IHS_KEB_0016B | KB3905 | KEB-Z1 | Yauri/Zuru | A658 | Duru road,Tarasa, Birnin Kebbi LGA, Kebbi state | KEB-T1 | Kano | Kebbi | Ayeni Adeyemi | Adejo John Excellence | Ibrahim Danjuma Akut | Abdulsalam Abdulfatah Omeizza |  | Abdulsalami Abdulraman | Titus Obaje | 22 KVA | ACDG | Outdoor | On Air | P3 | IHS Collo | IHSN | 12.4665 | 4.1674 | Auto | not specified | not specified | not specified | not specified | not specified | Conventional | PC | ACDG - Li-Ion Hybrid
KT0633 | IHS_KAT_0999B | KT0633 | KAT-Z1 | 0 |  | A PIECE OF LAND IN SABUWAR KASA, KAFUR L.G.A KATSINA STATE. | KAT-T3 | Kano | Katsina | Shaibu Usman | Abubakar Saidu | Tunde Badmus | Muhammed Adamu Said |  | Abdulsalami Abdulraman | Titus Obaje | 20 KVA | ACDG | Outdoor | On Air | P3 | IHS Collo | IHSN | 11.549 | 7.6715 | Auto | not specified | not specified | not specified | not specified | not specified | Conventional | PC | ACDG - Li-Ion Hybrid
JG0054 | IHS_JIG_0814A | JG0054 | JIG-Z1 | Ringim |  | MARAKAWA RIGIM LGA, JIGAWA STATE. | JIG-T3 | Kano | Jigawa | Ibrahim Adebayo | Auwal Muhammad | Tunde Badmus | Ali Muhammad Kwairanga |  | Abdulsalami Abdulraman | Titus Obaje | 15 KVA | ACDG | Outdoor | On Air | P3 | INT-Secondary | INT | 12.1461 | 9.1594 | Auto | not specified | not specified | not specified | not specified | not specified | Conventional | Grid + PC | ACDG - Grid+Li-Ion Hybrid
SK0901 | IHS_SOK_0039B | SK0901 | SOK-Z1 | Yauri/Zuru |  | Kofar Kware Wazire A, Opposite Khalifa Bakery Factory, Sokoto North LGA, Sokoto State | SOK-T1 | Kano | Sokoto | Omorodion Daniel Elumelem | Abdulafeez Olaitan Jimoh | Ibrahim Danjuma Akut | Abdulsalam Abdulfatah Omeizza |  | Abdulsalami Abdulraman | Titus Obaje | 20 KVA | ACDG | Outdoor | On Air | P2 | IHS Collo | IHSN | 13.0754 | 5.2467 | Auto | not specified | not specified | not specified | not specified | not specified | Conventional | PC | ACDG - Li-Ion Hybrid
JG0073 | IHS_JIG_0816A | JG0073 | JIG-Z1 | Duste | B500 | BAYI QUARTERS OPPOSITE EMIR'S PALACE HADEJIA , JIGAWA STATE | JIG-T1 | Kano | Jigawa | Umoru Abdulwahab | Auwal Muhammad | Tunde Badmus | Ali Muhammad Kwairanga |  | Abdulsalami Abdulraman | Titus Obaje | 15 KVA | ACDG | Outdoor | On Air | P1 | INT-Secondary | INT | 12.4643 | 10.037 | Auto | not specified | not specified | not specified | not specified | not specified | Conventional | Grid + PC | ACDG - Grid+Li-Ion Hybrid
KB0457 | IHS_KEB_0938B | KB0457 | KEB-Z1 | Yauri/Zuru |  | A Piece of land located at shiyar yamma makera town, Kebbi state | KEB-T1 | Kano | Kebbi | Ayeni Adeyemi | Adejo John Excellence | Ibrahim Danjuma Akut | Abdulsalam Abdulfatah Omeizza |  | Abdulsalami Abdulraman | Titus Obaje | 20 KVA | ACDG | Outdoor | On Air | P3 | IHS Collo | IHSN | 12.4332 | 4.183 | Auto | not specified | not specified | not specified | not specified | not specified | Conventional | PC | ACDG - Li-Ion Hybrid
T5564 | IHS_JIG_0771A | T5564 | JIG-Z1 | Hadeja | B3143 | BESIDE IBRAHIM GIMBA HOUSE, MADOBI, DUTSE, JIGAWA STATE. | JIG-T2 | Kano | Jigawa | Eniola Lawrence | Auwal Muhammad | Tunde Badmus | Ali Muhammad Kwairanga |  | Abdulsalami Abdulraman | Titus Obaje | 15 KVA | ACDG | Outdoor | On Air | P1 | INT-Secondary | INT | 11.6862 | 9.4059 | Auto | not specified | not specified | not specified | not specified | not specified | Conventional | Grid + PC | ACDG - Grid+Li-Ion Hybrid
KT0022 | IHS_KAT_0003B | KT0022 | KAT-Z1 | 0 |  | Rafin Dadi Quarters Abatua, Katsina | KAT-T2 | Kano | Katsina | Mathew Olakiitan | Abubakar Saidu | Tunde Badmus | Muhammed Adamu Said |  | Abdulsalami Abdulraman | Titus Obaje | 15 KVA | ACDG | Outdoor | On Air | P4 | IHS Collo | IHSN | 12.9752 | 7.5929 | Auto | not specified | not specified | not specified | not specified | not specified | Conventional | Grid + PC | ACDG - Grid+Li-Ion Hybrid
ZM4444 | IHS_ZAM_0031B | ZM4444 | SOK-Z1 | Yauri/Zuru |  | D308 SABON GARI WATER TANK, OPP. LATE LADAN MADDA HOUSE GUSUA, ZAMFARA STATE | ZAM-T1 | Kano | Zamfara | Abdulazeez Muyideen Remi | Abdulafeez Olaitan Jimoh | Ibrahim Danjuma Akut | Muhammed Adamu Said |  | Abdulsalami Abdulraman | Titus Obaje | 15 KVA | ACDG | Outdoor | On Air | P3 | IHS Collo | IHSN | 12.1658 | 6.6681 | Auto | not specified | not specified | not specified | not specified | not specified | Conventional | Grid + PC | ACDG - Grid+Li-Ion Hybrid
KT2992 | IHS_KAT_0928H | HT/NW/KA/013 | KAT-Z1 | 0 | A231 | Nasarawa Road, Kofar Dan Haka, Katsina, Katsina State | KAT-T2 | Kano | Katsina | Mathew Olakiitan | Abubakar Saidu | Tunde Badmus | Muhammed Adamu Said |  | Abdulsalami Abdulraman | Titus Obaje | 15 KVA | ACDG | Outdoor | On Air | P1 | ITNG | ITNG | 12.9761 | 7.5834 | Auto | not specified | not specified | not specified | not specified | not specified | Conventional | Grid + PC | ACDG - Grid+Li-Ion Hybrid
JG0039 | IHS_JIG_0804A | JG0039 | JIG-Z1 | Hadeja |  | BARANDA VILLAGE, DUTSE DISTRICT, DUSTE LGA, JIGAWA STATE. | JIG-T2 | Kano | Jigawa | Eniola Lawrence | Auwal Muhammad | Tunde Badmus | Ali Muhammad Kwairanga |  | Abdulsalami Abdulraman | Titus Obaje | 15 KVA | ACDG | Outdoor | On Air | P2 | INT-Secondary | INT | 11.6413 | 9.4444 | Auto | not specified | not specified | not specified | not specified | not specified | Conventional | Grid + PC | ACDG - Grid+Li-Ion Hybrid
B2292 | IHS_SOK_0002B | B2292 | SOK-Z1 | Yauri/Zuru |  | UNGUWAR ROCO AREA, Sokoto SOUTH LGA. | SOK-T1 | Kano | Sokoto | Omorodion Daniel Elumelem | Abdulafeez Olaitan Jimoh | Ibrahim Danjuma Akut | Abdulsalam Abdulfatah Omeizza |  | Abdulsalami Abdulraman | Titus Obaje | 20 KVA | ACDG | Outdoor | On Air | P1 | IHS Collo | IHSN | 13.0432 | 5.2534 | Manual | not specified | not specified | not specified | not specified | not specified | Conventional | Generator Only | ACDG - Conventional
JG2001 | IHS_JIG_0834B | JG2001 | JIG-Z1 | Duste |  | No. E, Hadejia Jama'are Irrigation Project Workshop Site, Hadejia, Jigawa state. | JIG-T1 | Kano | Jigawa | Umoru Abdulwahab | Auwal Muhammad | Tunde Badmus | Ali Muhammad Kwairanga |  | Abdulsalami Abdulraman | Titus Obaje | 22 KVA | ACDG | Outdoor | On Air | P3 | IHS Collo | IHSN | 12.4443 | 10.0297 | Auto | not specified | not specified | not specified | not specified | not specified | Conventional | Solar + PC | ACDG - Solar+Li-Ion Hybrid
KB1501 | IHS_KEB_0844B | KB1501 | KEB-Z1 | Yauri/Zuru |  | A Piece of Land Located along Kalgo - Jega Road, Beside Federal University Birnin Kebbi temporary site, Kebbi State. | KEB-T1 | Kano | Kebbi | Ayeni Adeyemi | Adejo John Excellence | Ibrahim Danjuma Akut | Abdulsalam Abdulfatah Omeizza |  | Abdulsalami Abdulraman | Titus Obaje | 15 KVA | ACDG | Outdoor | On Air | P4 | IHS Collo | IHSN | 12.3497 | 4.2019 | Auto | not specified | not specified | not specified | not specified | not specified | Conventional | Solar + PC | ACDG - Solar+Li-Ion Hybrid
ZM4403 | IHS_ZAM_0021B | ZM4403 | SOK-Z1 | Yauri/Zuru |  | Kanwuri Area, K/Mani Street, Gusau, Zamfara State | ZAM-T1 | Kano | Zamfara | Abdulazeez Muyideen Remi | Abdulafeez Olaitan Jimoh | Ibrahim Danjuma Akut | Muhammed Adamu Said |  | Abdulsalami Abdulraman | Titus Obaje | 15 KVA | ACDG | Outdoor | On Air | P2 | IHS Collo | IHSN | 12.1665 | 6.6608 | Manual | not specified | not specified | not specified | not specified | not specified | Conventional | Generator Only | ACDG - Conventional
KT2961 | IHS_KAT_0934H | HM/NW/KA/017 | KAT-Z1 | 0 | B3143 | Opp Arabic Teacher College Off Ahmadu Bello Way | KAT-T2 | Kano | Katsina | Mathew Olakiitan | Abubakar Saidu | Tunde Badmus | Muhammed Adamu Said |  | Abdulsalami Abdulraman | Titus Obaje | 20 KVA | ACDG | Outdoor | On Air | P1 | ITNG | ITNG | 12.9798 | 7.6003 | Auto | not specified | not specified | not specified | not specified | not specified | Conventional | Grid + PC | ACDG - Grid+Li-Ion Hybrid
SK0922 | IHS_SOK_0033B | SK0922 | SOK-Z1 | Yauri/Zuru |  | Minanata Layout, Sokoto south LGA, Sokoto State | SOK-T1 | Kano | Sokoto | Omorodion Daniel Elumelem | Abdulafeez Olaitan Jimoh | Ibrahim Danjuma Akut | Abdulsalam Abdulfatah Omeizza |  | Abdulsalami Abdulraman | Titus Obaje | 15 KVA | ACDG | Outdoor | On Air | P2 | IHS Collo | IHSN | 13.0506 | 5.2616 | Auto | not specified | not specified | not specified | not specified | not specified | Conventional | Grid + PC | ACDG - Grid+Li-Ion Hybrid
KT2956 | IHS_KAT_0069B | KT2956 | KAT-Z1 | 0 |  | SABON GARI QUARTERS ZANGO ROAD, OFF MUHD BUHARI ROAD, DAURA LOCAL GOVERNMENT AREA, KATSINA STATE. | KAT-T4 | Kano | Katsina | Ishaya Tongshinen | Abubakar Saidu | Tunde Badmus | Muhammed Adamu Said |  | Abdulsalami Abdulraman | Titus Obaje | 15 KVA | ACDG | Outdoor | On Air | P2 | IHS Collo | IHSN | 13.0325 | 8.3275 | Auto | not specified | not specified | not specified | not specified | not specified | Conventional | Grid + PC | ACDG - Grid+Li-Ion Hybrid
SK0947 | IHS_SOK_0004B | SK0947 | SOK-Z1 | Yauri/Zuru |  | Dambuwa Area, Old Airport, Sokoto State. | SOK-T2 | Kano | Sokoto | Shehu Umar | Abdulafeez Olaitan Jimoh | Ibrahim Danjuma Akut | Abdulsalam Abdulfatah Omeizza |  | Abdulsalami Abdulraman | Titus Obaje | 22 KVA | ACDG | Outdoor | On Air | P1 | IHS Collo | IHSN | 13.0011 | 5.2542 | Auto | not specified | not specified | not specified | not specified | not specified | Conventional | Grid + PC | ACDG - Grid+Li-Ion Hybrid
KT2533 | IHS_KAT_0054B | KT2533 | KAT-Z1 | 0 |  | Ungwan Gachi, Beside Narto Garage, Kankia Town, Kankia LGA, Katsina State. | KAT-T3 | Kano | Katsina | Usman Sale | Abubakar Saidu | Tunde Badmus | Muhammed Adamu Said |  | Abdulsalami Abdulraman | Titus Obaje | 15 KVA | ACDG | Outdoor | On Air | P4 | IHS Collo | IHSN | 12.5556 | 7.8356 | Auto | not specified | not specified | not specified | not specified | not specified | Conventional | Grid + PC | ACDG - Grid+Li-Ion Hybrid
KT0503 | IHS_KAT_1000B | KT0503 | KAT-Z1 | 0 |  | A PIECE of LAND IN RUWAN SANYI MALUFASHI L.G.A KATSINA STATE | KAT-T3 | Kano | Katsina | Shaibu Usman | Abubakar Saidu | Tunde Badmus | Muhammed Adamu Said |  | Abdulsalami Abdulraman | Titus Obaje | 20 KVA | ACDG | Outdoor | On Air | P3 | IHS Collo | IHSN | 11.721 | 7.5825 | Auto | not specified | not specified | not specified | not specified | not specified | Conventional | PC | ACDG - Li-Ion Hybrid
T5376 | IHS_JIG_0743A | T5376 | JIG-Z1 | Duste | B600 | YALLEMAN KAUGAMA LOCAL GOVERNMENT, JIGAWA STATE. | JIG-T1 | Kano | Jigawa | Umoru Abdulwahab | Auwal Muhammad | Tunde Badmus | Ali Muhammad Kwairanga |  | Abdulsalami Abdulraman | Titus Obaje | 22 KVA | ACDG | Indoor | On Air | P1 | INT-Secondary | INT | 12.3506 | 9.8646 | Manual | not specified | not specified | not specified | not specified | not specified | Conventional | Generator Only | ACDG - Conventional
KT2918 | IHS_KAT_0056B | KT2918 | KAT-Z1 | 0 |  | SHAISKAWA QUARTERS, KATSINA LGA, KATSINA STATE. | KAT-T2 | Kano | Katsina | Mathew Olakiitan | Abubakar Saidu | Tunde Badmus | Muhammed Adamu Said |  | Abdulsalami Abdulraman | Titus Obaje | 20 KVA | ACDG | Outdoor | On Air | P3 | IHS Collo | IHSN | 12.9894 | 7.602 | Auto | not specified | not specified | not specified | not specified | not specified | Conventional | PC | ACDG - Li-Ion Hybrid
ZM4402 | IHS_ZAM_0037B | ZM4402 | SOK-Z1 | Yauri/Zuru |  | A piece of land at Danbedi Village Gusua,Gusua LGA, Zamfara | ZAM-T1 | Kano | Zamfara | Abdulazeez Muyideen Remi | Abdulafeez Olaitan Jimoh | Ibrahim Danjuma Akut | Muhammed Adamu Said |  | Abdulsalami Abdulraman | Titus Obaje | 15 KVA | ACDG | Outdoor | On Air | P4 | IHS Collo | IHSN | 12.1538 | 6.6645 | Auto | not specified | not specified | not specified | not specified | not specified | Conventional | Solar + PC | ACDG - Solar+Li-Ion Hybrid
KB3921 | IHS_KEB_0808A | KB3921 | KEB-Z1 | Yauri/Zuru |  | FSP Child Health Clinic Area | KEB-T1 | Kano | Kebbi | Ayeni Adeyemi | Adejo John Excellence | Ibrahim Danjuma Akut | Abdulsalam Abdulfatah Omeizza |  | Abdulsalami Abdulraman | Titus Obaje | 22 KVA | ACDG | Outdoor | On Air | P4 | INT-Secondary | INT | 12.0976 | 4.0136 | Auto | not specified | not specified | not specified | not specified | not specified | Conventional | Solar + PC | ACDG - Solar+Li-Ion Hybrid
JG0013 | IHS_JIG_0790A | JG0013 | JIG-Z1 | Hadeja | B3143 | KASUWAR KATAKO DUTSE, JIGAWA STATE | JIG-T2 | Kano | Jigawa | Eniola Lawrence | Auwal Muhammad | Tunde Badmus | Ali Muhammad Kwairanga |  | Abdulsalami Abdulraman | Titus Obaje | 20 KVA | ACDG | Outdoor | On Air | P1 | INT-Secondary | INT | 11.7453 | 9.3821 | Auto | not specified | not specified | not specified | not specified | not specified | Conventional | Grid + PC | ACDG - Grid+Li-Ion Hybrid
KT0585 | IHS_KAT_1096B | KT0585 | KAT-Z1 | 0 |  | Close to Sarkin Fada Abdul Primary School, Masara Area, Daura, Katsina State | KAT-T4 | Kano | Katsina | Ishaya Tongshinen | Abubakar Saidu | Tunde Badmus | Muhammed Adamu Said |  | Abdulsalami Abdulraman | Titus Obaje | 22 KVA | ACDG | Outdoor | On Air | P3 | IHS Collo | IHSN | 13.0418 | 8.3243 | Auto | not specified | not specified | not specified | not specified | not specified | Conventional | PC | ACDG - Li-Ion Hybrid
B5350 | IHS_JIG_0001B | B5350 | JIG-Z1 | Duste |  | A piece of land near to Yalleman Tijjani Primary School Kausama LGA Jigawa | JIG-T1 | Kano | Jigawa | Umoru Abdulwahab | Auwal Muhammad | Tunde Badmus | Ali Muhammad Kwairanga |  | Abdulsalami Abdulraman | Titus Obaje | 20 KVA | ACDG | Outdoor | On Air | P1 | IHS Collo | IHSN | 12.352 | 9.8648 | Auto | not specified | not specified | not specified | not specified | not specified | Conventional | PC | ACDG - Li-Ion Hybrid
B6468 | IHS_JIG_0720E | B6468 | JIG-Z1 | Ringim |  | Along Hadija - Kano Road Beside Government Secondary School Kwalam,Jigawa state | JIG-T3 | Kano | Jigawa | Ibrahim Adebayo | Auwal Muhammad | Tunde Badmus | Ali Muhammad Kwairanga |  | Abdulsalami Abdulraman | Titus Obaje | 22 KVA | ACDG | Outdoor | On Air | P1 | EMTS-SLB 2116 | IHSN | 12.2755 | 9.3969 | Auto | not specified | not specified | not specified | not specified | not specified | Conventional | Solar + PC | ACDG - Solar+Li-Ion Hybrid
T5316 | IHS_KEB_0748A | T5316 | KEB-Z1 | Yauri/Zuru | B400 | TUNGA DADA KOKO BESSE LGA, KEBBI STATE. | KEB-T2 | Kano | Kebbi | Abdullahi Lawal Audi | Adejo John Excellence | Ibrahim Danjuma Akut | Abdulsalam Abdulfatah Omeizza |  | Abdulsalami Abdulraman | Titus Obaje | 22 KVA | ACDG | Indoor | On Air | P1 | INT-Secondary | INT | 11.5711 | 4.4796 | Manual | not specified | not specified | not specified | not specified | not specified | Conventional | Generator Only | ACDG - Conventional
KT2915 | IHS_KAT_0044B | KT2915 | KAT-Z1 | 0 |  | Kurmin Sarki Village, Malumfashi LGA, Katsina State. | KAT-T3 | Kano | Katsina | Shaibu Usman | Abubakar Saidu | Tunde Badmus | Muhammed Adamu Said |  | Abdulsalami Abdulraman | Titus Obaje | 22 KVA | ACDG | Outdoor | On Air | P4 | IHS Collo | IHSN | 11.6966 | 7.5975 | Auto | not specified | not specified | not specified | not specified | not specified | Conventional | PC | ACDG - Li-Ion Hybrid
B2234 | IHS_JIG_0724E | B2234 | JIG-Z1 | Hadeja |  | SHUWARIN, GIDAN GALADIMA, KIYAWA LGA, JIGAWA STATE. | JIG-T2 | Kano | Jigawa | Eniola Lawrence | Auwal Muhammad | Tunde Badmus | Ali Muhammad Kwairanga |  | Abdulsalami Abdulraman | Titus Obaje | 45 KVA | ACDG | Indoor | On Air | P1 | EMTS-SLB 555 | IHSN | 11.7877 | 9.409 | Manual | not specified | not specified | not specified | not specified | not specified | Conventional | Generator Only | ACDG - Conventional
KT2941 | IHS_KAT_0070B | KT2941 | KAT-Z1 | 0 |  | Piece of land located within Rahamawa Town, Daura L.G.A, Katsina State | KAT-T4 | Kano | Katsina | Ishaya Tongshinen | Abubakar Saidu | Tunde Badmus | Muhammed Adamu Said |  | Abdulsalami Abdulraman | Titus Obaje | 15 KVA | ACDG | Outdoor | On Air | P2 | IHS Collo | IHSN | 13.045 | 8.3215 | Auto | not specified | not specified | not specified | not specified | not specified | Conventional | Grid + PC | ACDG - Grid+Li-Ion Hybrid
KT2570 | IHS_KAT_0036B | KT2570 | KAT-Z1 | 0 | A658 | Sabo Angwa, Tama, Bindawa LGA, Katsina State. | KAT-T3 | Kano | Katsina | Usman Sale | Abubakar Saidu | Tunde Badmus | Muhammed Adamu Said |  | Abdulsalami Abdulraman | Titus Obaje | 20 KVA | ACDG | Outdoor | On Air | P3 | IHS Collo | IHSN | 12.608 | 7.9158 | Auto | not specified | not specified | not specified | not specified | not specified | Conventional | Solar + PC | ACDG - Solar+Li-Ion Hybrid
SK0092 | IHS_SOK_0036B | SK0092 | SOK-Z1 | Yauri/Zuru |  | WITHIN AGWAN GWIWA, WAMAKKO L.G.A, FEDERAL HIGH COURT SOKOTO STATE | SOK-T2 | Kano | Sokoto | Shehu Umar | Abdulafeez Olaitan Jimoh | Ibrahim Danjuma Akut | Abdulsalam Abdulfatah Omeizza |  | Abdulsalami Abdulraman | Titus Obaje | 30 KVA | ACDG | Outdoor | On Air | P2 | IHS Collo | IHSN | 13.0123 | 5.2257 | Auto | not specified | not specified | not specified | not specified | not specified | Conventional | Grid + PC | ACDG - Grid+Li-Ion Hybrid
T5268 | IHS_KEB_0753A | T5268 | KEB-Z1 | Yauri/Zuru | B600 | Union Bank,Bunza | KEB-T1 | Kano | Kebbi | Ayeni Adeyemi | Adejo John Excellence | Ibrahim Danjuma Akut | Abdulsalam Abdulfatah Omeizza |  | Abdulsalami Abdulraman | Titus Obaje | 20 KVA | ACDG | Indoor | On Air | P1 | INT-Secondary | INT | 12.0897 | 4.0098 | Manual | not specified | not specified | not specified | not specified | not specified | Conventional | Generator Only | ACDG - Conventional
ZM1503 | IHS_ZAM_0809B | ZM1503 | SOK-Z1 | Yauri/Zuru |  | A Piece of Land Located OPP Tudun Wada Area, Opposite Zaharu Nur/Pry School, Gusau, Zamfara State. | ZAM-T1 | Kano | Zamfara | Abdulazeez Muyideen Remi | Abdulafeez Olaitan Jimoh | Ibrahim Danjuma Akut | Muhammed Adamu Said |  | Abdulsalami Abdulraman | Titus Obaje | 22 KVA | ACDG | Outdoor | On Air | P3 | IHS Collo | IHSN | 12.1849 | 6.6811 | Auto | not specified | not specified | not specified | not specified | not specified | Conventional | Grid | ACDG - Grid (with BUB)
T5557 | IHS_JIG_0829H | HT/NE/JI/001 | JIG-Z1 | Duste | A658 | GDSS Kaugama, Kaugama, Jigawa State | JIG-T1 | Kano | Jigawa | Umoru Abdulwahab | Auwal Muhammad | Tunde Badmus | Ali Muhammad Kwairanga |  | Abdulsalami Abdulraman | Titus Obaje | 30 KVA | ACDG | Indoor | On Air | P1 | ITNG | ITNG | 12.4732 | 9.7336 | Auto | not specified | not specified | not specified | not specified | not specified | Conventional | Grid | ACDG - Grid (with BUB)
KT2942 | IHS_KAT_0057B | KT2942 | KAT-Z1 | 0 |  | A Piece of land located off Kanti Primary School Road,Daura L.G.A,Katsina State | KAT-T4 | Kano | Katsina | Ishaya Tongshinen | Abubakar Saidu | Tunde Badmus | Muhammed Adamu Said |  | Abdulsalami Abdulraman | Titus Obaje | 22 KVA | ACDG | Outdoor | On Air | P2 | IHS Collo | IHSN | 13.0251 | 8.3305 | Auto | not specified | not specified | not specified | not specified | not specified | Conventional | Grid + PC | ACDG - Grid+Li-Ion Hybrid
KT1501 | IHS_KAT_0947B | KT1501 | KAT-Z1 | 0 |  | YARI BORI TOWN, KAFUR L.G.A, KATSINA. | KAT-T3 | Kano | Katsina | Shaibu Usman | Abubakar Saidu | Tunde Badmus | Muhammed Adamu Said |  | Abdulsalami Abdulraman | Titus Obaje | 22 KVA | ACDG | Outdoor | On Air | P4 | IHS Collo | IHSN | 11.647 | 7.601 | Auto | not specified | not specified | not specified | not specified | not specified | Conventional | PC | ACDG - Li-Ion Hybrid
JG0001 | IHS_JIG_0005B | JG0001 | JIG-Z1 | Ringim |  | Cemetery Road, Kore, Garki LGA, Jigawa State. | JIG-T3 | Kano | Jigawa | Ibrahim Adebayo | Auwal Muhammad | Tunde Badmus | Ali Muhammad Kwairanga |  | Abdulsalami Abdulraman | Titus Obaje | 22 KVA | ACDG | Outdoor | On Air | P3 | IHS Collo | IHSN | 12.3496 | 9.4506 | Auto | not specified | not specified | not specified | not specified | not specified | Conventional | Solar + PC | ACDG - Solar+Li-Ion Hybrid
KT2573 | IHS_KAT_0030B | KT2573 | KAT-Z1 | 0 | A231 | DATSIN SAFE LOWCOST, KATSINA LGA, Katsina STATE. | KAT-T2 | Kano | Katsina | Mathew Olakiitan | Abubakar Saidu | Tunde Badmus | Muhammed Adamu Said |  | Abdulsalami Abdulraman | Titus Obaje | 15 KVA | ACDG | Outdoor | On Air | P2 | IHS Collo | IHSN | 13.0067 | 7.5879 | Auto | not specified | not specified | not specified | not specified | not specified | Conventional | Grid + PC | ACDG - Grid+Li-Ion Hybrid
SK0089 | IHS_SOK_0035B | SK0089 | SOK-Z1 | Yauri/Zuru |  | Kagara Rd., GRA Wammako LGA, Sokoto State | SOK-T2 | Kano | Sokoto | Shehu Umar | Abdulafeez Olaitan Jimoh | Ibrahim Danjuma Akut | Abdulsalam Abdulfatah Omeizza |  | Abdulsalami Abdulraman | Titus Obaje | 15 KVA | ACDG | Outdoor | On Air | P4 | IHS Collo | IHSN | 13.0204 | 5.2258 | Auto | not specified | not specified | not specified | not specified | not specified | Conventional | Grid + PC | ACDG - Grid+Li-Ion Hybrid
JG0007 | IHS_JIG_0791A | JG0007 | JIG-Z1 | Ringim |  | CHAMO DUTSE, DUTSE LGA, JIGAWA STATE. | JIG-T3 | Kano | Jigawa | Eniola Lawrence | Auwal Muhammad | Tunde Badmus | Ali Muhammad Kwairanga |  | Abdulsalami Abdulraman | Titus Obaje | 15 KVA | ACDG | Outdoor | On Air | P4 | INT-Secondary | INT | 11.9939 | 9.3214 | Auto | not specified | not specified | not specified | not specified | not specified | Conventional | Grid + PC | ACDG - Grid+Li-Ion Hybrid
KB3920 | IHS_KEB_0809A | KB3920 | KEB-Z1 | Yauri/Zuru |  | KATANGA AREA, BUNZA L.G.A., KEBBI STATE. | KEB-T1 | Kano | Kebbi | Ayeni Adeyemi | Adejo John Excellence | Ibrahim Danjuma Akut | Abdulsalam Abdulfatah Omeizza |  | Abdulsalami Abdulraman | Titus Obaje | 15 KVA | ACDG | Outdoor | On Air | P4 | INT-Secondary | INT | 12.0839 | 4.0188 | Auto | not specified | not specified | not specified | not specified | not specified | Conventional | Solar + PC | ACDG - Solar+Li-Ion Hybrid
B5277 | IHS_KAT_0002B | B5277 | KAT-Z1 | 0 |  | Lambusu Sararin Kuka Quarters, Near Nigerian Prison Services, Katsina State. | KAT-T2 | Kano | Katsina | Mathew Olakiitan | Abubakar Saidu | Tunde Badmus | Muhammed Adamu Said |  | Abdulsalami Abdulraman | Titus Obaje | 15 KVA | ACDG | Outdoor | On Air | P1 | IHS Collo | IHSN | 12.9907 | 7.5938 | Auto | not specified | not specified | not specified | not specified | not specified | Conventional | Grid + PC | ACDG - Grid+Li-Ion Hybrid
T5314 | IHS_KEB_0744A | T5314 | KEB-Z1 | Yauri/Zuru | B3143 | ANDIRAI KEBBI, KEBBI STATE. | KEB-T2 | Kano | Kebbi | Abdullahi Lawal Audi | Adejo John Excellence | Ibrahim Danjuma Akut | Abdulsalam Abdulfatah Omeizza |  | Abdulsalami Abdulraman | Titus Obaje | 15 KVA | ACDG | Indoor | On Air | P1 | INT-Secondary | INT | 11.8896 | 4.3926 | Manual | not specified | not specified | not specified | not specified | not specified | Conventional | Generator Only | ACDG - Conventional
SK0936 | IHS_SOK_0047B | SK0936 | SOK-Z1 | Yauri/Zuru |  | RININ TAWAYE AREA OFF SULTAN BELLO ROAD, SOKOTI STATE | SOK-T1 | Kano | Sokoto | Omorodion Daniel Elumelem | Abdulafeez Olaitan Jimoh | Ibrahim Danjuma Akut | Abdulsalam Abdulfatah Omeizza |  | Abdulsalami Abdulraman | Titus Obaje | 15 KVA | ACDG | Outdoor | On Air | P4 | IHS Collo | IHSN | 13.0638 | 5.2437 | Auto | not specified | not specified | not specified | not specified | not specified | Conventional | PC | ACDG - Li-Ion Hybrid
ZM4437 | IHS_ZAM_0033C | ZM4437 | SOK-Z1 | Yauri/Zuru |  | Bakin Kasuwa, Hanyar Korama, Furfuri, Bungudu Local Govt. Zamfara State | ZAM-T1 | Kano | Zamfara | Abdulazeez Muyideen Remi | Abdulafeez Olaitan Jimoh | Ibrahim Danjuma Akut | Muhammed Adamu Said |  | Abdulsalami Abdulraman | Titus Obaje | 15 KVA | ACDG | Outdoor | On Air | P3 | INT Collo | INT | 12.2373 | 6.5873 | Auto | not specified | not specified | not specified | not specified | not specified | Conventional | Grid + PC | ACDG - Grid+Li-Ion Hybrid
T5373 | IHS_JIG_0744A | T5373 | JIG-Z1 | Ringim | B500 | DANKAN GUJUNGU TOWN TAURA LGA , JIGAWA STATE. | JIG-T3 | Kano | Jigawa | Ibrahim Adebayo | Auwal Muhammad | Tunde Badmus | Ali Muhammad Kwairanga |  | Abdulsalami Abdulraman | Titus Obaje | 30 KVA | ACDG | Indoor | On Air | P1 | INT-Secondary | INT | 12.3605 | 9.5873 | Manual | not specified | not specified | not specified | not specified | not specified | Conventional | Generator Only | ACDG - Conventional
B6545 | IHS_JIG_0722E | B6545 | JIG-Z1 | Duste |  | MARKE, KAUGAMA LGA, JIGAWA STATE. | JIG-T1 | Kano | Jigawa | Umoru Abdulwahab | Auwal Muhammad | Tunde Badmus | Ali Muhammad Kwairanga |  | Abdulsalami Abdulraman | Titus Obaje | 15 KVA | ACDG | Outdoor | On Air | P1 | EMTS-SLB 2116 | IHSN | 12.3237 | 9.7253 | Auto | not specified | not specified | not specified | not specified | not specified | Conventional | Grid | ACDG - Grid (with BUB)
KT2978 | IHS_KAT_0016V | KT2978 | KAT-Z1 | 0 |  | PLOT AT RESIDENTIAL QUARTERS, ADORO ROAD, OFF PRISON YARD, UNGWAR YARI, KATSINA | KAT-T2 | Kano | Katsina | Mathew Olakiitan | Abubakar Saidu | Tunde Badmus | Muhammed Adamu Said |  | Abdulsalami Abdulraman | Titus Obaje | 15 KVA | ACDG | Outdoor | On Air | P4 | IHS Collo | IHSN | 12.9923 | 7.595 | Auto | not specified | not specified | not specified | not specified | not specified | Conventional | Grid + PC | ACDG - Grid+Li-Ion Hybrid
SK0507 | IHS_SOK_0013B | SK0507 | SOK-Z1 | Yauri/Zuru | B3143 | ALONG SOKOTO ROAD, TAMBAGARKA, SOKOTO STATE | SOK-T1 | Kano | Sokoto | Omorodion Daniel Elumelem | Abdulafeez Olaitan Jimoh | Ibrahim Danjuma Akut | Abdulsalam Abdulfatah Omeizza |  | Abdulsalami Abdulraman | Titus Obaje | 15 KVA | ACDG | Outdoor | On Air | P1 | IHS Collo | IHSN | 13.3291 | 5.3827 | Auto | not specified | not specified | not specified | not specified | not specified | Conventional | Solar + PC | ACDG - Solar+Li-Ion Hybrid
ZM4438 | IHS_ZAM_0027B | ZM4438 | SOK-Z1 | Yauri/Zuru |  | Site located at Gada Village in Bungudu LGA, Zamfara | ZAM-T1 | Kano | Zamfara | Abdulazeez Muyideen Remi | Abdulafeez Olaitan Jimoh | Ibrahim Danjuma Akut | Muhammed Adamu Said |  | Abdulsalami Abdulraman | Titus Obaje | 15 KVA | ACDG | Outdoor | On Air | P3 | IHS Collo | IHSN | 12.2869 | 6.4887 | Auto | not specified | not specified | not specified | not specified | not specified | Conventional | Grid | ACDG - Grid (with BUB)
KT2577 | IHS_KAT_0078B | KT2577 | KAT-Z1 | 0 |  | Piece of Land located at Saitawa Maharba Village Along Maladua Road Daura Town, Daura LGA, Katsina state | KAT-T4 | Kano | Kano | Ishaya Tongshinen | Abubakar Saidu | Tunde Badmus | Muhammed Adamu Said |  | Abdulsalami Abdulraman | Titus Obaje | 15 KVA | ACDG | Outdoor | On Air | P1 | IHS Collo | IHSN | 13.103 | 8.4766 | Auto | not specified | not specified | not specified | not specified | not specified | Conventional | Solar + PC | ACDG - Solar+Li-Ion Hybrid
SK0473 | IHS_SOK_0952B | SK0473 | SOK-Z1 | Yauri/Zuru |  | LOCATED AT KWALKWALAWA TOWN, BEFORE USMAN DANFODIO UNIVERSITY, WAMAKO LGA, SOKOTO STATE | SOK-T2 | Kano | Sokoto | Shehu Umar | Abdulafeez Olaitan Jimoh | Ibrahim Danjuma Akut | Abdulsalam Abdulfatah Omeizza |  | Abdulsalami Abdulraman | Titus Obaje | 22 KVA | ACDG | Outdoor | On Air | P3 | IHS Collo | IHSN | 13.1055 | 5.2076 | Auto | not specified | not specified | not specified | not specified | not specified | Conventional | PC | ACDG - Li-Ion Hybrid
KB5612 | IHS_KEB_0769A | KB5612 | KEB-Z1 | Yauri/Zuru | B3143 | INGILLA, KEBBI STATE. | KEB-T1 | Kano | Kebbi | Ayeni Adeyemi | Adejo John Excellence | Ibrahim Danjuma Akut | Abdulsalam Abdulfatah Omeizza |  | Abdulsalami Abdulraman | Titus Obaje | 22 KVA | ACDG | Outdoor | On Air | P1 | INT-Secondary | INT | 11.9246 | 3.827 | Auto | not specified | not specified | not specified | not specified | not specified | Conventional | Grid | ACDG - Grid (with BUB)
JG0011 | IHS_JIG_0788A | JG0011 | JIG-Z1 | Hadeja |  | DUNDU BUS POLICE, DUNDU BUS, KANO | JIG-T2 | Kano | Jigawa | Eniola Lawrence | Auwal Muhammad | Tunde Badmus | Ali Muhammad Kwairanga |  | Abdulsalami Abdulraman | Titus Obaje | 22 KVA | ACDG | Outdoor | On Air | P4 | INT-Secondary | INT | 11.845 | 9.1989 | Auto | not specified | not specified | not specified | not specified | not specified | Conventional | PC | ACDG - Li-Ion Hybrid
KT2965 | IHS_KAT_0931H | HM/NW/KA/014 | KAT-Z1 | 0 |  | Badawa Street,Tundun Wada Gawo G.R.A | KAT-T2 | Kano | Katsina | Mathew Olakiitan | Abubakar Saidu | Tunde Badmus | Muhammed Adamu Said |  | Abdulsalami Abdulraman | Titus Obaje | 20 KVA | ACDG | Outdoor | On Air | P3 | ITNG | ITNG | 12.998 | 7.6088 | Manual | not specified | not specified | not specified | not specified | not specified | Conventional | Generator Only | ACDG - Conventional
KB3937 | IHS_KEB_0014B | KB3937 | KEB-Z1 | Yauri/Zuru | B3143 & A231 | Kasuwar Daji, Suru LGA, Kebbi State. | KEB-T2 | Kano | Kebbi | Abdullahi Lawal Audi | Adejo John Excellence | Ibrahim Danjuma Akut | Abdulsalam Abdulfatah Omeizza |  | Abdulsalami Abdulraman | Titus Obaje | 22 KVA | ACDG | Outdoor | On Air | P1 | IHS Collo | IHSN | 11.9259 | 4.1827 | Auto | not specified | not specified | not specified | not specified | not specified | Conventional | PC | ACDG - Li-Ion Hybrid
JG0072 | IHS_JIG_0813A | JG0072 | JIG-Z1 | Duste |  | YARDAN MARKE QUARTERS, MARKE TOWN, KAUGAMA LGA, JIGAWA STATE. | JIG-T1 | Kano | Jigawa | Umoru Abdulwahab | Auwal Muhammad | Tunde Badmus | Ali Muhammad Kwairanga |  | Abdulsalami Abdulraman | Titus Obaje | 15 KVA | ACDG | Outdoor | On Air | P4 | INT-Secondary | INT | 12.3253 | 9.7249 | Auto | not specified | not specified | not specified | not specified | not specified | Conventional | Grid + PC | ACDG - Grid+Li-Ion Hybrid
ZM4002 | IHS_ZAM_0015B | ZM4002 | SOK-Z1 | Yauri/Zuru |  | Ruwan Doruwa Town Maru LGA Zamfara State | ZAM-T1 | Kano | Zamfara | Abdulazeez Muyideen Remi | Abdulafeez Olaitan Jimoh | Ibrahim Danjuma Akut | Muhammed Adamu Said |  | Abdulsalami Abdulraman | Titus Obaje | 15 KVA | ACDG | Outdoor | On Air | P4 | IHS Collo | IHSN | 12.2361 | 6.4255 | Auto | not specified | not specified | not specified | not specified | not specified | Conventional | Solar + PC | ACDG - Solar+Li-Ion Hybrid
SK0957 | IHS_SOK_0057B | SK0957 | SOK-Z1 | Yauri/Zuru |  | Ruujim Sambo Area, Sokoto North LGA, Sokoto State | SOK-T1 | Kano | Sokoto | Omorodion Daniel Elumelem | Abdulafeez Olaitan Jimoh | Ibrahim Danjuma Akut | Abdulsalam Abdulfatah Omeizza |  | Abdulsalami Abdulraman | Titus Obaje | 22 KVA | ACDG | Outdoor | On Air | P3 | IHS Collo | IHSN | 13.0588 | 5.2133 | Auto | not specified | not specified | not specified | not specified | not specified | Conventional | Solar + PC | ACDG - Solar+Li-Ion Hybrid
KT2576 | IHS_KAT_0077B | KT2576 | KAT-Z1 | 0 |  | A Piece Of Land Located Within Ungwar Jama'A Jirede Village, Daura L.G.A, Katsina State | KAT-T4 | Kano | Katsina | Ishaya Tongshinen | Abubakar Saidu | Tunde Badmus | Muhammed Adamu Said |  | Abdulsalami Abdulraman | Titus Obaje | 22 KVA | ACDG | Outdoor | On Air | P3 | IHS Collo | IHSN | 13.071 | 8.3883 | Auto | not specified | not specified | not specified | not specified | not specified | Conventional | Solar + PC | ACDG - Solar+Li-Ion Hybrid
KT2964 | IHS_KAT_0933H | HM/NW/KA/016 | KAT-Z1 | 0 | A73 | No 20 Kofa Marufa,Maiduguri Road | KAT-T2 | Kano | Katsina | Mathew Olakiitan | Abubakar Saidu | Tunde Badmus | Muhammed Adamu Said |  | Abdulsalami Abdulraman | Titus Obaje | 30 KVA | ACDG | Outdoor | On Air | P1 | ITNG | ITNG | 12.9885 | 7.6095 | Auto | not specified | not specified | not specified | not specified | not specified | Conventional | Solar + PC | ACDG - Solar+Li-Ion Hybrid
KT2914 | IHS_KAT_0039B | KT2914 | KAT-Z1 | 0 |  | Daunakam Masaka, Ingawa LGA, Katsina State | KAT-T3 | Kano | Katsina | Usman Sale | Abubakar Saidu | Tunde Badmus | Muhammed Adamu Said |  | Abdulsalami Abdulraman | Titus Obaje | 22 KVA | ACDG | Outdoor | On Air | P4 | IHS Collo | IHSN | 12.5678 | 8.0946 | Auto | not specified | not specified | not specified | not specified | not specified | Conventional | PC | ACDG - Li-Ion Hybrid
SK0011 | IHS_SOK_0005B | SK0011 | SOK-Z1 | Yauri/Zuru |  | Gidan Amba Street, Sokoto | SOK-T2 | Kano | Sokoto | Shehu Umar | Abdulafeez Olaitan Jimoh | Ibrahim Danjuma Akut | Abdulsalam Abdulfatah Omeizza |  | Abdulsalami Abdulraman | Titus Obaje | 22 KVA | ACDG | Outdoor | On Air | P1 | IHS Collo | IHSN | 13.019 | 5.2118 | Auto | not specified | not specified | not specified | not specified | not specified | Conventional | Grid + PC | ACDG - Grid+Li-Ion Hybrid
KB3515 | IHS_KEB_0005B | KB3515 | KEB-Z1 | Yauri/Zuru | B3143 & A231 | Dolekaina Village, Dandi LGA, Kebbi State. | KEB-T1 | Kano | Kebbi | Ayeni Adeyemi | Adejo John Excellence | Ibrahim Danjuma Akut | Abdulsalam Abdulfatah Omeizza |  | Abdulsalami Abdulraman | Titus Obaje | 30 KVA | ACDG | Outdoor | On Air | P1 | IHS Collo | IHSN | 11.7115 | 3.6342 | Auto | not specified | not specified | not specified | not specified | not specified | Conventional | PC | ACDG - Li-Ion Hybrid
KT0113 | IHS_KAT_0937H | HM/NW/KA/020 | KAT-Z1 | 0 |  | 33 Katsina Road Kofar Kaura New Layout (Sdh) | KAT-T1 | Kano | Katsina | Mathew Olakiitan | Abubakar Saidu | Tunde Badmus | Muhammed Adamu Said |  | Abdulsalami Abdulraman | Titus Obaje | 20 KVA | ACDG | Outdoor | On Air | P3 | ITNG | ITNG | 12.9747 | 7.6201 | Auto | not specified | not specified | not specified | not specified | not specified | Conventional | Grid + PC | ACDG - Grid+Li-Ion Hybrid
T5363 | IHS_JIG_0742A | T5363 | JIG-Z1 | Ringim | B400 | DANZOMO DEVELOPMENT AREA, SULE TANKARKAR LGA , JIGAWA STATE. | JIG-T3 | Kano | Jigawa | Ibrahim Adebayo | Auwal Muhammad | Tunde Badmus | Ali Muhammad Kwairanga |  | Abdulsalami Abdulraman | Titus Obaje | 30 KVA | ACDG | Indoor | On Air | P1 | INT-Secondary | INT | 12.4472 | 9.3569 | Auto | not specified | not specified | not specified | not specified | not specified | Conventional | Grid | ACDG - Grid (with BUB)
KB0073 | IHS_KEB_0003B | KB0073 | KEB-Z1 | Yauri/Zuru | A658 | KARAYE-MAKAMA, KAMBA, KEBBI STATE. | KEB-T2 | Kano | Kebbi | Abdullahi Lawal Audi | Adejo John Excellence | Ibrahim Danjuma Akut | Abdulsalam Abdulfatah Omeizza |  | Abdulsalami Abdulraman | Titus Obaje | 15 KVA | ACDG | Outdoor | On Air | P3 | IHS Collo | IHSN | 12.026 | 4.2738 | Manual | not specified | not specified | not specified | not specified | not specified | Conventional | Generator Only | ACDG - Conventional
JG0037 | IHS_JIG_0806A | JG0037 | JIG-Z1 | Ringim |  | TSAKUWAWA TOWN, MIGA LGA, JIGAWA STATE | JIG-T3 | Kano | Jigawa | Umoru Abdulwahab | Auwal Muhammad | Tunde Badmus | Ali Muhammad Kwairanga |  | Abdulsalami Abdulraman | Titus Obaje | 15 KVA | ACDG | Outdoor | On Air | P4 | INT-Secondary | INT | 12.169 | 9.6056 | Auto | not specified | not specified | not specified | not specified | not specified | Conventional | Grid + PC | ACDG - Grid+Li-Ion Hybrid
ZM4407 | IHS_ZAM_0013B | ZM4407 | SOK-Z1 | Yauri/Zuru |  | Kurmi Yarmasaka, Rawayya Town, Gusau, Zamfara State | ZAM-T1 | Kano | Zamfara | Abdulazeez Muyideen Remi | Abdulafeez Olaitan Jimoh | Ibrahim Danjuma Akut | Muhammed Adamu Said |  | Abdulsalami Abdulraman | Titus Obaje | 15 KVA | ACDG | Outdoor | On Air | P3 | IHS Collo | IHSN | 12.2402 | 6.6944 | Auto | not specified | not specified | not specified | not specified | not specified | Conventional | Grid + PC | ACDG - Grid+Li-Ion Hybrid
KT0035 | IHS_KAT_0948B | KT0035 | KAT-Z1 | 0 |  | A Piece of land located Behind Central Mosque Yardaje Town, Zango LGA, Katsina State. | KAT-T4 | Kano | Katsina | Ishaya Tongshinen | Abubakar Saidu | Tunde Badmus | Muhammed Adamu Said |  | Abdulsalami Abdulraman | Titus Obaje | 22 KVA | ACDG | Outdoor | On Air | P3 | IHS Collo | IHSN | 13.0177 | 8.5702 | Auto | not specified | not specified | not specified | not specified | not specified | Conventional | Solar + PC | ACDG - Solar+Li-Ion Hybrid
SK0068 | IHS_SOK_0018B | SK0068 | SOK-Z1 | Yauri/Zuru |  | Old Airport/ Tradefair Road, Sokoto | SOK-T1 | Kano | Sokoto | Omorodion Daniel Elumelem | Abdulafeez Olaitan Jimoh | Ibrahim Danjuma Akut | Abdulsalam Abdulfatah Omeizza |  | Abdulsalami Abdulraman | Titus Obaje | 15 KVA | ACDG | Outdoor | On Air | P2 | IHS Collo | IHSN | 13.0182 | 5.2542 | Auto | not specified | not specified | not specified | not specified | not specified | Conventional | PC | ACDG - Li-Ion Hybrid
SK0938 | IHS_SOK_0028B | SK0938 | SOK-Z1 | Yauri/Zuru | A658 | Alkammu Town, Wurno LGA, Sokoto State. | SOK-T1 | Kano | Sokoto | Omorodion Daniel Elumelem | Abdulafeez Olaitan Jimoh | Ibrahim Danjuma Akut | Abdulsalam Abdulfatah Omeizza |  | Abdulsalami Abdulraman | Titus Obaje | 15 KVA | ACDG | Outdoor | On Air | P3 | IHS Collo | IHSN | 13.137 | 5.3737 | Auto | not specified | not specified | not specified | not specified | not specified | Conventional | PC | ACDG - Li-Ion Hybrid
T5357 | IHS_JIG_0748A | T5357 | JIG-Z1 | Ringim | B3143 | JAHUN LOCAL GOVT. JIGAWA STATE | JIG-T3 | Kano | Jigawa | Umoru Abdulwahab | Auwal Muhammad | Tunde Badmus | Ali Muhammad Kwairanga |  | Abdulsalami Abdulraman | Titus Obaje | 15 KVA | ACDG | Indoor | On Air | P1 | INT-Secondary | INT | 12.0715 | 9.6199 | Auto | not specified | not specified | not specified | not specified | not specified | Conventional | Grid | ACDG - Grid (with BUB)
KT2903 | IHS_KAT_0043B | KT2903 | KAT-Z1 | 0 |  | Masuda Mudure, Baure LGA, Katsina State | KAT-T4 | Kano | Katsina | Ishaya Tongshinen | Abubakar Saidu | Tunde Badmus | Muhammed Adamu Said |  | Abdulsalami Abdulraman | Titus Obaje | 15 KVA | ACDG | Outdoor | On Air | P3 | IHS Collo | IHSN | 12.7899 | 8.7584 | Auto | not specified | not specified | not specified | not specified | not specified | Conventional | Solar + PC | ACDG - Solar+Li-Ion Hybrid
SK0914 | IHS_SOK_0034B | SK0914 | SOK-Z1 | Yauri/Zuru | A658 | OPPOSITE CENTRAL MARKET, SOKOTO, SOKOTO STATE | SOK-T1 | Kano | Sokoto | Omorodion Daniel Elumelem | Abdulafeez Olaitan Jimoh | Ibrahim Danjuma Akut | Abdulsalam Abdulfatah Omeizza |  | Abdulsalami Abdulraman | Titus Obaje | 30 KVA | ACDG | Outdoor | On Air | P3 | IHS Collo | IHSN | 13.0623 | 5.2225 | Auto | not specified | not specified | not specified | not specified | not specified | Conventional | PC | ACDG - Li-Ion Hybrid
KT2547 | IHS_KAT_0041B | KT2547 | KAT-Z1 | 0 | A658 | Kawarin Kudi, Zango LGA, Katsina State. | KAT-T4 | Kano | Katsina | Ishaya Tongshinen | Abubakar Saidu | Tunde Badmus | Muhammed Adamu Said |  | Abdulsalami Abdulraman | Titus Obaje | 15 KVA | ACDG | Outdoor | On Air | P3 | IHS Collo | IHSN | 12.8843 | 8.695 | Auto | not specified | not specified | not specified | not specified | not specified | Conventional | Solar + PC | ACDG - Solar+Li-Ion Hybrid
JG0055 | IHS_JIG_0802A | JG0055 | JIG-Z1 | Ringim |  | BAYAN GIDAN ILA GAGARAWA, GAGARAWA LGA, JIGAWA STATE. | JIG-T3 | Kano | Jigawa | Umoru Abdulwahab | Auwal Muhammad | Tunde Badmus | Ali Muhammad Kwairanga |  | Abdulsalami Abdulraman | Titus Obaje | 30 KVA | ACDG | Outdoor | On Air | P4 | INT-Secondary | INT | 12.397 | 9.5811 | Auto | not specified | not specified | not specified | not specified | not specified | Conventional | Grid + PC | ACDG - Grid+Li-Ion Hybrid
KT0579 | IHS_KAT_0996B | KT0579 | KAT-Z1 | 0 |  | Ungwan Yamma, Bumbum Town, Mai-Adua LGA, Katsina | KAT-T4 | Kano | Katsina | Ishaya Tongshinen | Abubakar Saidu | Tunde Badmus | Muhammed Adamu Said |  | Abdulsalami Abdulraman | Titus Obaje | 20 KVA | ACDG | Outdoor | On Air | P3 | IHS Collo | IHSN | 13.2777 | 8.1168 | Auto | not specified | not specified | not specified | not specified | not specified | Conventional | PC | ACDG - Li-Ion Hybrid
KT0631 | IHS_KAT_0994B | KT0631 | KAT-Z1 | 0 |  | S/ RIJYA DAN MALKA MASHI LGA KATSINA STATE | KAT-T4 | Kano | Katsina | Ishaya Tongshinen | Abubakar Saidu | Tunde Badmus | Muhammed Adamu Said |  | Abdulsalami Abdulraman | Titus Obaje | 20 KVA | ACDG | Outdoor | On Air | P3 | IHS Collo | IHSN | 13.3053 | 7.9084 | Auto | not specified | not specified | not specified | not specified | not specified | Conventional | Solar + PC | ACDG - Solar+Li-Ion Hybrid
SK0937 | IHS_SOK_0031B | SK0937 | SOK-Z1 | Yauri/Zuru | B3143 | Giribshi Village, Wamako LGA. Sokoto State. | SOK-T2 | Kano | Sokoto | Shehu Umar | Abdulafeez Olaitan Jimoh | Ibrahim Danjuma Akut | Abdulsalam Abdulfatah Omeizza |  | Abdulsalami Abdulraman | Titus Obaje | 15 KVA | ACDG | Outdoor | On Air | P1 | IHS Collo | IHSN | 13.051 | 5.1423 | Auto | not specified | not specified | not specified | not specified | not specified | Conventional | Grid + PC | ACDG - Grid+Li-Ion Hybrid
KB0013 | IHS_KEB_0015B | KB0013 | KEB-Z1 | Yauri/Zuru | A658 | Sabon Birni Area, Ambursa Town, Shiyar Dangaladima, Birnin Kebbi LGA, Kebbi State. | KEB-T1 | Kano | Kebbi | Ayeni Adeyemi | Adejo John Excellence | Ibrahim Danjuma Akut | Abdulsalam Abdulfatah Omeizza |  | Abdulsalami Abdulraman | Titus Obaje | 30 KVA | ACDG | Outdoor | On Air | P3 | IHS Collo | IHSN | 12.5063 | 4.3409 | Auto | not specified | not specified | not specified | not specified | not specified | Conventional | PC | ACDG - Li-Ion Hybrid
KT0646 | IHS_KAT_1029B | KT0646 | KAT-Z1 | 0 |  | A PIECE OF LAND AT LAWAL KAITA ROAD, KATSINA TOWN, KATSINA STATE | KAT-T1 | Kano | Katsina | Mathew Olakiitan | Abubakar Saidu | Tunde Badmus | Muhammed Adamu Said |  | Abdulsalami Abdulraman | Titus Obaje | 15 KVA | ACDG | Outdoor | On Air | P3 | IHS Collo | IHSN | 12.9603 | 7.6334 | Auto | not specified | not specified | not specified | not specified | not specified | Conventional | PC | ACDG - Li-Ion Hybrid
KT2947 | IHS_KAT_0072B | KT2947 | KAT-Z1 | 0 |  | Doguru Town, Moshi LGA, Katsina State. | KAT-T4 | Kano | Katsina | Ishaya Tongshinen | Abubakar Saidu | Tunde Badmus | Muhammed Adamu Said |  | Abdulsalami Abdulraman | Titus Obaje | 15 KVA | ACDG | Outdoor | On Air | P3 | IHS Collo | IHSN | 13.1522 | 8.0027 | Auto | not specified | not specified | not specified | not specified | not specified | Conventional | Solar + PC | ACDG - Solar+Li-Ion Hybrid
ZM0019 | IHS_ZAM_0006B | ZM0019 | SOK-Z1 | Yauri/Zuru | B3143 | A piece of land at Sabon Fege Bela along Gusau Kauran Namoda Road Bungudu LGA | ZAM-T1 | Kano | Zamfara | Abdulazeez Muyideen Remi | Abdulafeez Olaitan Jimoh | Ibrahim Danjuma Akut | Muhammed Adamu Said |  | Abdulsalami Abdulraman | Titus Obaje | 15 KVA | ACDG | Outdoor | On Air | P1 | IHS Collo | IHSN | 12.3347 | 6.6398 | Auto | not specified | not specified | not specified | not specified | not specified | Conventional | Grid + PC | ACDG - Grid+Li-Ion Hybrid
SK0023 | IHS_SOK_0008B | SK0023 | SOK-Z1 | Yauri/Zuru |  | Shiyar Dan Galadima, Maikulki Village, Opposite Maikulki Dispensary, Binji LGA, Sokoto State. | SOK-T2 | Kano | Sokoto | Shehu Umar | Abdulafeez Olaitan Jimoh | Ibrahim Danjuma Akut | Abdulsalam Abdulfatah Omeizza |  | Abdulsalami Abdulraman | Titus Obaje | 15 KVA | ACDG | Outdoor | On Air | P3 | IHS Collo | IHSN | 13.1648 | 4.9287 | Auto | not specified | not specified | not specified | not specified | not specified | Conventional | PC | ACDG - Li-Ion Hybrid
KT0648 | IHS_KAT_1094B | KT0648 | KAT-Z1 | 0 |  | Zainab Clinic Street, Makaoraci Patagarawa LGA Katsina State. | KAT-T1 | Kano | Katsina | Abimbola | Abubakar Saidu | Tunde Badmus | Muhammed Adamu Said |  | Abdulsalami Abdulraman | Titus Obaje | 20 KVA | ACDG | Outdoor | On Air | P3 | IHS Collo | IHSN | 12.9262 | 7.6455 | Auto | not specified | not specified | not specified | not specified | not specified | Conventional | PC | ACDG - Li-Ion Hybrid
KB3966 | IHS_KEB_0843B | KB3966 | KEB-Z1 | Yauri/Zuru |  | A Piece of land located at Gwazange area, Wacot Rice Mill, Argungu L.G.A, Kebbi State. | KEB-T1 | Kano | Kebbi | Ayeni Adeyemi | Adejo John Excellence | Ibrahim Danjuma Akut | Abdulsalam Abdulfatah Omeizza |  | Abdulsalami Abdulraman | Titus Obaje | 22 KVA | ACDG | Outdoor | On Air | P4 | IHS Collo | IHSN | 12.7365 | 4.582 | Auto | not specified | not specified | not specified | not specified | not specified | Conventional | PC | ACDG - Li-Ion Hybrid
SK0021 | IHS_SOK_0011B | SK0021 | SOK-Z1 | Yauri/Zuru |  | Bakin Kasuwa Shiyar, Shehu Gigane Town, Gwadabawa LGA, Sokoto State. | SOK-T1 | Kano | Sokoto | Omorodion Daniel Elumelem | Abdulafeez Olaitan Jimoh | Ibrahim Danjuma Akut | Abdulsalam Abdulfatah Omeizza |  | Abdulsalami Abdulraman | Titus Obaje | 15 KVA | ACDG | Outdoor | On Air | P3 | IHS Collo | IHSN | 13.4929 | 5.2354 | Auto | not specified | not specified | not specified | not specified | not specified | Conventional | PC | ACDG - Li-Ion Hybrid
ZM0030 | IHS_ZAM_0007B | ZM0030 | SOK-Z1 | Yauri/Zuru |  | A plot of land at Sabon Fege near Kurya Madaro Jumat Mosque,Ilauranamoda L.G.A | ZAM-T1 | Kano | Zamfara | Abdulazeez Muyideen Remi | Abdulafeez Olaitan Jimoh | Ibrahim Danjuma Akut | Muhammed Adamu Said |  | Abdulsalami Abdulraman | Titus Obaje | 15 KVA | ACDG | Outdoor | On Air | P3 | IHS Collo | IHSN | 12.4912 | 6.56 | Auto | not specified | not specified | not specified | not specified | not specified | Conventional | Grid + PC | ACDG - Grid+Li-Ion Hybrid
KT0632 | IHS_KAT_0998B | KT0632 | KAT-Z1 | 0 |  | A PIECE OF LAND IN BAKIN KASUWA KUKI, DUTSINMA LGA, KATSINA STATE. | KAT-T3 | Kano | Katsina | Usman Sale | Abubakar Saidu | Tunde Badmus | Muhammed Adamu Said |  | Abdulsalami Abdulraman | Titus Obaje | 20 KVA | ACDG | Outdoor | On Air | P3 | IHS Collo | IHSN | 12.4109 | 7.5953 | Auto | not specified | not specified | not specified | not specified | not specified | Conventional | PC | ACDG - Li-Ion Hybrid
SK0453 | IHS_SOK_0903B | SK0453 | SOK-Z1 | Yauri/Zuru | A658 | Shiyar Ubandawaki Area, Behind Marwa Filling station, Bunkari, Binii LGA, Sokoto | SOK-T2 | Kano | Sokoto | Shehu Umar | Abdulafeez Olaitan Jimoh | Ibrahim Danjuma Akut | Abdulsalam Abdulfatah Omeizza |  | Abdulsalami Abdulraman | Titus Obaje | 20 KVA | ACDG | Outdoor | On Air | P3 | IHS Collo | IHSN | 13.1196 | 4.8985 | Auto | not specified | not specified | not specified | not specified | not specified | Conventional | PC | ACDG - Li-Ion Hybrid
B6481 | IHS_KAT_0005B | B6481 | KAT-Z1 | 0 |  | Dandagoro Turawa Town, Opposite Salisu Kanka's Shop, Batagarawa, Katsina State. | KAT-T1 | Kano | Katsina | Abimbola | Abubakar Saidu | Tunde Badmus | Muhammed Adamu Said |  | Abdulsalami Abdulraman | Titus Obaje | 15 KVA | ACDG | Outdoor | On Air | P1 | IHS Collo | IHSN | 12.9385 | 7.6441 | Auto | not specified | not specified | not specified | not specified | not specified | Conventional | Grid + PC | ACDG - Grid+Li-Ion Hybrid
KB0079 | IHS_KEB_0008B | KB0079 | KEB-Z1 | Yauri/Zuru |  | Alhaji Sule Danfarashi's piece of Land, Along Arugungun -Sokoto Road, Argungun L.G.A., Kebbi State. | KEB-T1 | Kano | Kebbi | Ayeni Adeyemi | Adejo John Excellence | Ibrahim Danjuma Akut | Abdulsalam Abdulfatah Omeizza |  | Abdulsalami Abdulraman | Titus Obaje | 15 KVA | ACDG | Outdoor | On Air | P4 | IHS Collo | IHSN | 12.7581 | 4.5523 | Auto | not specified | not specified | not specified | not specified | not specified | Conventional | PC | ACDG - Li-Ion Hybrid
T5315 | IHS_SOK_0749A | T5315 | KEB-Z1 | Yauri/Zuru | B400 | Jega-Koko road,Near EId Ground Kuchi Town. | KEB-T2 | Kano | Kebbi | Abdullahi Lawal Audi | Adejo John Excellence | Ibrahim Danjuma Akut | Abdulsalam Abdulfatah Omeizza |  | Abdulsalami Abdulraman | Titus Obaje | 45 KVA | ACDG | Indoor | On Air | P1 | INT-Secondary | INT | 11.7009 | 4.4908 | Manual | not specified | not specified | not specified | not specified | not specified | Conventional | Generator Only | ACDG - Conventional
KT2512 | IHS_KAT_0020B | KT2512 | KAT-Z1 | 0 |  | TSIGA GABAS BAKARI LGA, KATSINA STATE. | KAT-T3 | Kano | Katsina | Shaibu Usman | Abubakar Saidu | Tunde Badmus | Muhammed Adamu Said |  | Abdulsalami Abdulraman | Titus Obaje | 15 KVA | ACDG | Outdoor | On Air | P3 | IHS Collo | IHSN | 11.6046 | 7.5318 | Auto | not specified | not specified | not specified | not specified | not specified | Conventional | Grid + PC | ACDG - Grid+Li-Ion Hybrid
KT2521 | IHS_KAT_0938H | HM/NW/KA/022 | KAT-Z1 | 0 |  | Bakin Round Dan Dagoro, By Nnpc Off Kano Rd | KAT-T1 | Kano | Katsina | Abimbola | Abubakar Saidu | Tunde Badmus | Muhammed Adamu Said |  | Abdulsalami Abdulraman | Titus Obaje | 20 KVA | ACDG | Outdoor | On Air | P3 | ITNG | ITNG | 12.9492 | 7.6373 | Auto | not specified | not specified | not specified | not specified | not specified | Conventional | Grid | ACDG - Grid (with BUB)
KB0447 | IHS_KEB_0852B | KB0447 | KEB-Z1 | Yauri/Zuru | A658 | A PIECE OF LAND AT BUBENTA OLOLO, ARUGUNGUN TOWN, ARUGUGUN, KEBBI STATE | KEB-T1 | Kano | Kebbi | Ayeni Adeyemi | Adejo John Excellence | Ibrahim Danjuma Akut | Abdulsalam Abdulfatah Omeizza |  | Abdulsalami Abdulraman | Titus Obaje | 20 KVA | ACDG | Outdoor | On Air | P3 | IHS Collo | IHSN | 12.7432 | 4.5426 | Auto | not specified | not specified | not specified | not specified | not specified | Conventional | Solar + PC | ACDG - Solar+Li-Ion Hybrid
KT0636 | IHS_KAT_0997B | KT0636 | KAT-Z1 | 0 | A658 | A Piece of land located at Federal University of Dutsin-ma, Along Kankara-Katsina Road, Katsina State | KAT-T3 | Kano | Katsina | Usman Sale | Abubakar Saidu | Tunde Badmus | Muhammed Adamu Said |  | Abdulsalami Abdulraman | Titus Obaje | 20 KVA | ACDG | Outdoor | On Air | P3 | IHS Collo | IHSN | 12.294 | 7.4565 | Auto | not specified | not specified | not specified | not specified | not specified | Conventional | PC | ACDG - Li-Ion Hybrid
ZM0419 | IHS_ZAM_0905B | ZM0419 | SOK-Z1 | Yauri/Zuru |  | Madira District, Kungurki ward, Kaura Namoda, Zamfara | ZAM-T1 | Kano | Zamfara | Abdulazeez Muyideen Remi | Abdulafeez Olaitan Jimoh | Ibrahim Danjuma Akut | Muhammed Adamu Said |  | Abdulsalami Abdulraman | Titus Obaje | 20 KVA | ACDG | Outdoor | On Air | P3 | IHS Collo | IHSN | 12.635 | 6.5474 | Auto | not specified | not specified | not specified | not specified | not specified | Conventional | PC | ACDG - Li-Ion Hybrid
SK0912 | IHS_SOK_0030B | SK0912 | SOK-Z1 | Yauri/Zuru |  | Giribshi Village,Wamako LGA. Sokoto State | SOK-T2 | Kano | Sokoto | Shehu Umar | Abdulafeez Olaitan Jimoh | Ibrahim Danjuma Akut | Abdulsalam Abdulfatah Omeizza |  | Abdulsalami Abdulraman | Titus Obaje | 22 KVA | ACDG | Outdoor | On Air | P1 | IHS Collo | IHSN | 13.0692 | 5.1899 | Auto | not specified | not specified | not specified | not specified | not specified | Conventional | Grid | ACDG - Grid (with BUB)
JG3003 | IHS_JIG_0016B | JG3003 | JIG-Z1 | Hadeja |  | YAYARI TOWN OPPOSITE YAYARI PRIMARY SCHOOL, BUJI BUJI LGA, JIGAWA STATE. | JIG-T2 | Kano | Jigawa | Eniola Lawrence | Auwal Muhammad | Tunde Badmus | Ali Muhammad Kwairanga |  | Abdulsalami Abdulraman | Titus Obaje | 15 KVA | ACDG | Outdoor | On Air | P3 | IHS Collo | IHSN | 11.5367 | 9.7642 | Auto | not specified | not specified | not specified | not specified | not specified | Conventional | Grid + PC | ACDG - Grid+Li-Ion Hybrid
T5552 | IHS_JIG_0774A | T5552 | JIG-Z1 | Ringim |  | DABI KOFAR YAMMA, RINGIM LGA | JIG-T3 | Kano | Jigawa | Ibrahim Adebayo | Auwal Muhammad | Tunde Badmus | Ali Muhammad Kwairanga |  | Abdulsalami Abdulraman | Titus Obaje | 15 KVA | ACDG | Indoor | On Air | P4 | INT-Secondary | INT | 12.0879 | 8.9616 | Manual | not specified | not specified | not specified | not specified | not specified | Conventional | Generator Only | ACDG - Conventional
T5313 | IHS_KEB_0742A | T5313 | KEB-Z1 | Yauri/Zuru | B500 | VIP MASAMA, MAYAMA LGA, KEBBI STATE. | KEB-T2 | Kano | Kebbi | Abdullahi Lawal Audi | Adejo John Excellence | Ibrahim Danjuma Akut | Abdulsalam Abdulfatah Omeizza |  | Abdulsalami Abdulraman | Titus Obaje | 15 KVA | ACDG | Indoor | On Air | P1 | INT-Secondary | INT | 12.0298 | 4.374 | Manual | not specified | not specified | not specified | not specified | not specified | Conventional | Generator Only | ACDG - Conventional
KB0050 | IHS_KEB_0841H | HT/NW/KB/007 | KEB-Z1 | Yauri/Zuru |  | Kokani road Argungun,Kebbi State | KEB-T1 | Kano | Kebbi | Ayeni Adeyemi | Adejo John Excellence | Ibrahim Danjuma Akut | Abdulsalam Abdulfatah Omeizza |  | Abdulsalami Abdulraman | Titus Obaje | 20 KVA | ACDG | Outdoor | On Air | P3 | ITNG | ITNG | 12.746 | 4.5266 | Auto | not specified | not specified | not specified | not specified | not specified | Conventional | PC | ACDG - Li-Ion Hybrid
KT2904 | IHS_KAT_0037B | KT2904 | KAT-Z1 | 0 |  | Opposite El-Kinawi Special Bread, Bakori-Danja Road, Tandama, Katsina State. | KAT-T3 | Kano | Katsina | Shaibu Usman | Abubakar Saidu | Tunde Badmus | Muhammed Adamu Said |  | Abdulsalami Abdulraman | Titus Obaje | 30 KVA | ACDG | Outdoor | On Air | P3 | IHS Collo | IHSN | 11.4397 | 7.4398 | Auto | not specified | not specified | not specified | not specified | not specified | Conventional | Grid + PC | ACDG - Grid+Li-Ion Hybrid
T5374 | IHS_JIG_0754A | T5374 | JIG-Z1 | Duste | B3143 | Kasuwar Awaki | JIG-T1 | Kano | Jigawa | Umoru Abdulwahab | Auwal Muhammad | Tunde Badmus | Ali Muhammad Kwairanga |  | Abdulsalami Abdulraman | Titus Obaje | 15 KVA | ACDG | Outdoor | On Air | P1 | INT-Secondary | INT | 12.2387 | 9.908 | Auto | not specified | not specified | not specified | not specified | not specified | Conventional | PC | ACDG - Li-Ion Hybrid
SK0967 | IHS_SOK_0066B | SK0967 | SOK-Z1 | Yauri/Zuru |  | Arkilla Fed. Low Cost, Wamako L.G.A Sokoto State | SOK-T2 | Kano | Sokoto | Shehu Umar | Abdulafeez Olaitan Jimoh | Ibrahim Danjuma Akut | Abdulsalam Abdulfatah Omeizza |  | Abdulsalami Abdulraman | Titus Obaje | 30 KVA | ACDG | Outdoor | On Air | P2 | IHS Collo | IHSN | 13.02 | 5.1967 | Auto | not specified | not specified | not specified | not specified | not specified | Conventional | Grid + PC | ACDG - Grid+Li-Ion Hybrid
KT3074 | IHS_KAT_0942B | KT3074 | KAT-Z1 | 0 |  | A piece of land located at Daki Tara, Old market road, Katsina, Katsina State. | KAT-T2 | Kano | Katsina | Abimbola | Abubakar Saidu | Tunde Badmus | Muhammed Adamu Said |  | Abdulsalami Abdulraman | Titus Obaje | 20 KVA | ACDG | Outdoor | On Air | P4 | IHS Collo | IHSN | 12.9843 | 7.6077 | Auto | not specified | not specified | not specified | not specified | not specified | Conventional | PC | ACDG - Li-Ion Hybrid
B2427 | IHS_ZAM_0003B | ZM0040 | SOK-Z1 | Yauri/Zuru |  | Tashar Maduwa, Dan' Dagori Street ,Shinkafi, Shinkafi LGA, Zamfara State | ZAM-T1 | Kano | Zamfara | Abdulazeez Muyideen Remi | Abdulafeez Olaitan Jimoh | Ibrahim Danjuma Akut | Muhammed Adamu Said |  | Abdulsalami Abdulraman | Titus Obaje | 22 KVA | ACDG | Outdoor | On Air | P1 | IHS Collo | IHSN | 13.076 | 6.5017 | Auto | not specified | not specified | not specified | not specified | not specified | Conventional | PC | ACDG - Li-Ion Hybrid
KB3953 | IHS_KEB_0032B | KB3953 | KEB-Z1 | Yauri/Zuru |  | Apiece of land at Unguwar DankojiArea, Argungu L.G.A. Kebbi state | KEB-T1 | Kano | Kebbi | Ayeni Adeyemi | Adejo John Excellence | Ibrahim Danjuma Akut | Abdulsalam Abdulfatah Omeizza |  | Abdulsalami Abdulraman | Titus Obaje | 15 KVA | ACDG | Outdoor | On Air | P4 | IHS Collo | IHSN | 12.7422 | 4.5219 | Auto | not specified | not specified | not specified | not specified | not specified | Conventional | Solar + PC | ACDG - Solar+Li-Ion Hybrid
SK0504 | IHS_SOK_0017B | SK0504 | SOK-Z1 | Yauri/Zuru |  | Wauru Village,Close To Government Day Secondary School,Gada LGA,Sokoto State. | SOK-T1 | Kano | Sokoto | Omorodion Daniel Elumelem | Abdulafeez Olaitan Jimoh | Ibrahim Danjuma Akut | Abdulsalam Abdulfatah Omeizza |  | Abdulsalami Abdulraman | Titus Obaje | 15 KVA | ACDG | Outdoor | On Air | P1 | IHS Collo | IHSN | 13.7715 | 5.4936 | Auto | not specified | not specified | not specified | not specified | not specified | Conventional | PC | ACDG - Li-Ion Hybrid
JG0036 | IHS_JIG_0803A | JG0036 | JIG-Z1 | Duste |  | GUMAWA QUARTERS, KASHIN DILA TOWN, MALAM MADORI LGA, JIGAWA STATE. | JIG-T1 | Kano | Jigawa | Umoru Abdulwahab | Auwal Muhammad | Tunde Badmus | Ali Muhammad Kwairanga |  | Abdulsalami Abdulraman | Titus Obaje | 15 KVA | ACDG | Outdoor | On Air | P4 | INT-Secondary | INT | 12.5319 | 9.9654 | Auto | not specified | not specified | not specified | not specified | not specified | Conventional | Grid + PC | ACDG - Grid+Li-Ion Hybrid
JG3428 | IHS_JIG_0040B | JG3428 | KAT-Z1 | 0 |  | Yankwashi Town, Yankwashi LGA, Jigawa State. | KAT-T4 | Kano | Jigawa | Ishaya Tongshinen | Abubakar Saidu | Tunde Badmus | Ali Muhammad Kwairanga |  | Abdulsalami Abdulraman | Titus Obaje | 15 KVA | ACDG | Outdoor | On Air | P4 | IHS Collo | IHSN | 12.7418 | 8.5449 | Auto | not specified | not specified | not specified | not specified | not specified | Conventional | PC | ACDG - Li-Ion Hybrid
KT2568 | IHS_FUN_0003B | KT2568 | KAT-Z1 | 0 |  | Tafoki Rd., Filing Kollo Area, Funtua, Katsina state | KAT-T3 | Kano | Katsina | Shaibu Usman | Abubakar Saidu | Tunde Badmus | Muhammed Adamu Said |  | Abdulsalami Abdulraman | Titus Obaje | 15 KVA | ACDG | Outdoor | On Air | P3 | IHS Collo | IHSN | 11.5225 | 7.31 | Auto | not specified | not specified | not specified | not specified | not specified | Conventional | PC | ACDG - Li-Ion Hybrid
T5524 | IHS_JIG_0766A | T5524 | JIG-Z1 | Ringim |  | SABON GARI, KYARAMA TOWN, RINGIM LGA, JIGAWA | JIG-T3 | Kano | Jigawa | Ibrahim Adebayo | Auwal Muhammad | Tunde Badmus | Ali Muhammad Kwairanga |  | Abdulsalami Abdulraman | Titus Obaje | 15 KVA | ACDG | Outdoor | On Air | P4 | INT-Secondary | INT | 12.1247 | 8.9783 | Auto | not specified | not specified | not specified | not specified | not specified | Conventional | Solar + PC | ACDG - Solar+Li-Ion Hybrid
B6155 | IHS_JIG_0713E | B6155 | JIG-Z1 | Hadeja |  | ALONG MAIDUGARI EXPRESS WAY, ABON GWARAN, GWARAN LGA JIGAWA STATE | JIG-T2 | Kano | Jigawa | Eniola Lawrence | Auwal Muhammad | Tunde Badmus | Ali Muhammad Kwairanga |  | Abdulsalami Abdulraman | Titus Obaje | 22 KVA | ACDG | Outdoor | On Air | P1 | EMTS-SLB 2116 | IHSN | 11.3246 | 9.8477 | Auto | not specified | not specified | not specified | not specified | not specified | Conventional | Grid + PC | ACDG - Grid+Li-Ion Hybrid
SK0949 | IHS_SOK_0059B | SK0949 | SOK-Z1 | Yauri/Zuru |  | Danboka Illela LGA, Sokoto State | SOK-T1 | Kano | Sokoto | Omorodion Daniel Elumelem | Abdulafeez Olaitan Jimoh | Ibrahim Danjuma Akut | Abdulsalam Abdulfatah Omeizza |  | Abdulsalami Abdulraman | Titus Obaje | 15 KVA | ACDG | Outdoor | On Air | P3 | IHS Collo | IHSN | 13.7465 | 5.3583 | Auto | not specified | not specified | not specified | not specified | not specified | Conventional | PC | ACDG - Li-Ion Hybrid
KT0052 | IHS_KAT_0007B | KT0052 | KAT-Z1 | 0 | A658 | Filin Polo, Behind Usman Dagogo Polo Ground, Katsina, Katsina State. | KAT-T2 | Kano | Katsina | Abimbola | Abubakar Saidu | Tunde Badmus | Muhammed Adamu Said |  | Abdulsalami Abdulraman | Titus Obaje | 15 KVA | ACDG | Outdoor | On Air | P3 | IHS Collo | IHSN | 12.983 | 7.5778 | Auto | not specified | not specified | not specified | not specified | not specified | Conventional | Grid + PC | ACDG - Grid+Li-Ion Hybrid
T5356 | IHS_JIG_0751A | T5356 | JIG-Z1 | Duste |  | Abuja Quarters | JIG-T1 | Kano | Jigawa | Umoru Abdulwahab | Auwal Muhammad | Tunde Badmus | Ali Muhammad Kwairanga |  | Abdulsalami Abdulraman | Titus Obaje | 15 KVA | ACDG | Outdoor | On Air | P3 | INT-Secondary | INT | 12.5601 | 9.877 | Auto | not specified | not specified | not specified | not specified | not specified | Conventional | Grid + PC | ACDG - Grid+Li-Ion Hybrid
ZM4436 | IHS_ZAM_0035C | ZM4436 | SOK-Z1 | Yauri/Zuru | A658 | Feggi Shiyar Magaji Faru Maradun L.G.A Zamfara State | ZAM-T1 | Kano | Zamfara | Abdulazeez Muyideen Remi | Abdulafeez Olaitan Jimoh | Ibrahim Danjuma Akut | Muhammed Adamu Said |  | Abdulsalami Abdulraman | Titus Obaje | 15 KVA | ACDG | Outdoor | On Air | P3 | INT Collo | INT | 12.749 | 6.2895 | Auto | not specified | not specified | not specified | not specified | not specified | Conventional | Solar + PC | ACDG - Solar+Li-Ion Hybrid
KT2534 | IHS_KAT_0024B | KT2534 | KAT-Z1 | 0 |  | Tafashiya Village, Kankia LGA, Katsina State | KAT-T3 | Kano | Katsina | Usman Sale | Abubakar Saidu | Tunde Badmus | Muhammed Adamu Said |  | Abdulsalami Abdulraman | Titus Obaje | 15 KVA | ACDG | Outdoor | On Air | P4 | IHS Collo | IHSN | 12.5087 | 7.8055 | Auto | not specified | not specified | not specified | not specified | not specified | Conventional | Grid + PC | ACDG - Grid+Li-Ion Hybrid
B6153 | IHS_JIG_0712E | B6153 | JIG-Z1 | Hadeja |  | ALONG MAIDUGURI EXPRESS WAY , TSANGAYA SARA LGA JIGAWA | JIG-T2 | Kano | Jigawa | Eniola Lawrence | Auwal Muhammad | Tunde Badmus | Ali Muhammad Kwairanga |  | Abdulsalami Abdulraman | Titus Obaje | 20 KVA | ACDG | Outdoor | On Air | P1 | EMTS-SLB 2116 | IHSN | 11.3464 | 9.6504 | Auto | not specified | not specified | not specified | not specified | not specified | Conventional | Grid + PC | ACDG - Grid+Li-Ion Hybrid
KT1502 | IHS_KAT_0946B | KT1502 | KAT-Z1 | 0 |  | DIKKE TOWN, FUNTUA L.G.A., KATSINA STATE. | KAT-T3 | Kano | Katsina | Shaibu Usman | Abubakar Saidu | Tunde Badmus | Muhammed Adamu Said |  | Abdulsalami Abdulraman | Titus Obaje | 22 KVA | ACDG | Outdoor | On Air | P3 | IHS Collo | IHSN | 11.5754 | 7.2489 | Auto | not specified | not specified | not specified | not specified | not specified | Conventional | PC | ACDG - Li-Ion Hybrid
KT1503 | IHS_KAT_0945B | KT1503 | KAT-Z1 | 0 |  | Site Located at Mokudawa Street, Kofar Guga Area, Katsina State. | KAT-T2 | Kano | Katsina | Abimbola | Abubakar Saidu | Tunde Badmus | Muhammed Adamu Said |  | Abdulsalami Abdulraman | Titus Obaje | 15 KVA | ACDG | Outdoor | On Air | P3 | IHS Collo | IHSN | 12.9936 | 7.5879 | Auto | not specified | not specified | not specified | not specified | not specified | Conventional | PC | ACDG - Li-Ion Hybrid
JG3420 | IHS_JIG_0037B | JG3420 | KAT-Z1 | 0 |  | Kanti Yamma Area, Behind Zainab Memorial Hospital Kazaur, Jigawa State | KAT-T4 | Kano | Jigawa | Ishaya Tongshinen | Abubakar Saidu | Tunde Badmus | Ali Muhammad Kwairanga |  | Abdulsalami Abdulraman | Titus Obaje | 15 KVA | ACDG | Outdoor | On Air | P2 | IHS Collo | IHSN | 12.6443 | 8.4085 | Manual | not specified | not specified | not specified | not specified | not specified | Conventional | Generator Only | ACDG - Conventional
KT0053 | IHS_KAT_0008B | KT0053 | KAT-Z1 | 0 |  | NEAR LAFIA TAFIKUDI CLINIC, SABOWAR ABUJA, LAWAL KAITA ROAD, KANKIYA, KATSINA STATE. | KAT-T3 | Kano | Katsina | Usman Sale | Abubakar Saidu | Tunde Badmus | Muhammed Adamu Said |  | Abdulsalami Abdulraman | Titus Obaje | 22 KVA | ACDG | Outdoor | On Air | P1 | IHS Collo | IHSN | 12.5477 | 7.8362 | Auto | not specified | not specified | not specified | not specified | not specified | Conventional | PC | ACDG - Li-Ion Hybrid
JG0034 | IHS_JIG_0805A | JG0034 | JIG-Z1 | Ringim |  | UNGUWAR GABAS KARSHI TOWN | JIG-T3 | Kano | Jigawa | Ibrahim Adebayo | Auwal Muhammad | Tunde Badmus | Ali Muhammad Kwairanga |  | Abdulsalami Abdulraman | Titus Obaje | 15 KVA | ACDG | Outdoor | On Air | P4 | INT-Secondary | INT | 12.2342 | 8.9479 | Auto | not specified | not specified | not specified | not specified | not specified | Conventional | Grid + PC | ACDG - Grid+Li-Ion Hybrid
KT1504 | IHS_KAT_0944B | KT1504 | KAT-Z1 | 0 |  | A Piece of Land located at Gafin Qtrs, Through Lantarkin Mallam Mudi Road, Katsina LGA, Katsina State. | KAT-T2 | Kano | Katsina | Abimbola | Abubakar Saidu | Tunde Badmus | Muhammed Adamu Said |  | Abdulsalami Abdulraman | Titus Obaje | 15 KVA | ACDG | Outdoor | On Air | P4 | IHS Collo | IHSN | 12.9868 | 7.5886 | Auto | not specified | not specified | not specified | not specified | not specified | Conventional | Grid | ACDG - Grid (with BUB)
KB3511 | IHS_KEB_0027B | KB3511 | KEB-Z1 | Yauri/Zuru |  | Wanzam Sani's Land, Saminaka Town, Shanga LGA, Kebbi State. | KEB-T31 | Kano | Kebbi | Samson Oriyomi | Adejo John Excellence | Ibrahim Danjuma Akut | Abdulsalam Abdulfatah Omeizza |  | Abdulsalami Abdulraman | Titus Obaje | 15 KVA | ACDG | Outdoor | On Air | P4 | IHS Collo | IHSN | 11.1852 | 4.638 | Auto | not specified | not specified | not specified | not specified | not specified | Conventional | PC | ACDG - Li-Ion Hybrid
T1784 | IHS_JIG_0764A | T1784 | JIG-Z1 | Hadeja |  | ANGWAR NAJAJI BABALDU TOWN, JIGAWA STATE | JIG-T2 | Kano | Jigawa | Eniola Lawrence | Auwal Muhammad | Tunde Badmus | Ali Muhammad Kwairanga |  | Abdulsalami Abdulraman | Titus Obaje | 20 KVA | ACDG | Indoor | On Air | P4 | INT-Secondary | INT | 11.3478 | 9.5963 | Manual | not specified | not specified | not specified | not specified | not specified | Conventional | Generator Only | ACDG - Conventional
KB0434 | IHS_KEB_0932B | KB0434 | KEB-Z1 | Yauri/Zuru |  | Hiya Fada Jandutsi town, Andutse, Jandutsi Ward Jega LGA Kebbi State. | KEB-T2 | Kano | Kebbi | Abdullahi Lawal Audi | Adejo John Excellence | Ibrahim Danjuma Akut | Abdulsalam Abdulfatah Omeizza |  | Abdulsalami Abdulraman | Titus Obaje | 20 KVA | ACDG | Outdoor | On Air | P3 | IHS Collo | IHSN | 12.1352 | 4.5175 | Auto | not specified | not specified | not specified | not specified | not specified | Conventional | PC | ACDG - Li-Ion Hybrid
T5265 | IHS_KAN_0858A | T5265 | KEB-Z1 | Yauri/Zuru | B600 | DUSTSIN KURA, KEBBI STATE. | KEB-T31 | Kano | Kebbi | Samson Oriyomi | Adejo John Excellence | Ibrahim Danjuma Akut | Abdulsalam Abdulfatah Omeizza |  | Abdulsalami Abdulraman | Titus Obaje | 20 KVA | ACDG | Outdoor | On Air | P1 | INT-Secondary | INT | 11.0804 | 4.7313 | Manual | not specified | not specified | not specified | not specified | not specified | Conventional | Generator Only | ACDG - Conventional
SK0489 | IHS_SOK_0953B | SK0489 | SOK-Z1 | Yauri/Zuru |  | LOCATED AT JABO TOWN, ALONG SOKOTO-GUMI ROAD, TAMBUWAL LGA, SOKOTO STATE | SOK-T2 | Kano | Sokoto | Shehu Umar | Abdulafeez Olaitan Jimoh | Ibrahim Danjuma Akut | Abdulsalam Abdulfatah Omeizza |  | Abdulsalami Abdulraman | Titus Obaje | 22 KVA | ACDG | Outdoor | On Air | P3 | IHS Collo | IHSN | 12.5065 | 4.9623 | Auto | not specified | not specified | not specified | not specified | not specified | Conventional | PC | ACDG - Li-Ion Hybrid
KB3513 | IHS_KEB_0029B | KB3513 | KEB-Z1 | Yauri/Zuru | B3143 | Abubakar's Plot, Kola, Birnin-Kebbi L.G.A., Kebbi State | KEB-T1 | Kano | Kebbi | Ayeni Adeyemi | Adejo John Excellence | Ibrahim Danjuma Akut | Abdulsalam Abdulfatah Omeizza |  | Abdulsalami Abdulraman | Titus Obaje | 22 KVA | ACDG | Outdoor | On Air | P1 | IHS Collo | IHSN | 12.443 | 4.1174 | Auto | not specified | not specified | not specified | not specified | not specified | Conventional | PC | ACDG - Li-Ion Hybrid
T5275 | IHS_KEB_0746A | T5275 | KEB-Z1 | Yauri/Zuru |  | ATFILIN MAMONI, MAYAMA L.G.A., KEBBI STATE. | KEB-T2 | Kano | Kebbi | Abdullahi Lawal Audi | Adejo John Excellence | Ibrahim Danjuma Akut | Abdulsalam Abdulfatah Omeizza |  | Abdulsalami Abdulraman | Titus Obaje | 20 KVA | ACDG | Outdoor | On Air | P2 | INT-Secondary | INT | 12.0823 | 4.3711 | Auto | not specified | not specified | not specified | not specified | not specified | Conventional | Grid | ACDG - Grid (with BUB)
T5287 | IHS_JIG_0732A | T5287 | JIG-Z1 | Hadeja | B500 | BIRNIN KUDU LGA, JIGAWA STATE. | JIG-T2 | Kano | Jigawa | Eniola Lawrence | Auwal Muhammad | Tunde Badmus | Ali Muhammad Kwairanga |  | Abdulsalami Abdulraman | Titus Obaje | 60 KVA | ACDG | Indoor | On Air | P1 | INT-Secondary | INT | 11.4609 | 9.4824 | Manual | not specified | not specified | not specified | not specified | not specified | Conventional | Generator Only | ACDG - Conventional
KT2950 | IHS_KAT_0068B | KT2950 | KAT-Z1 | 0 |  | Tsauri Town, Kurfi LGA, Katsina State | KAT-T2 | Kano | Katsina | Abimbola | Abubakar Saidu | Tunde Badmus | Muhammed Adamu Said |  | Abdulsalami Abdulraman | Titus Obaje | 15 KVA | ACDG | Outdoor | On Air | P3 | IHS Collo | IHSN | 12.7984 | 7.4698 | Manual | not specified | not specified | not specified | not specified | not specified | Conventional | Generator Only | ACDG - Conventional
ZM0065 | IHS_ZAM_0038B | ZM0065 | SOK-Z1 | Yauri/Zuru |  | Yargijiya Street, Gummi Town, Gummi LGA, Zamafara State | SOK-T2 | Kano | Zamfara | Shehu Umar | Abdulafeez Olaitan Jimoh | Ibrahim Danjuma Akut | Muhammed Adamu Said |  | Abdulsalami Abdulraman | Titus Obaje | 30 KVA | ACDG | Outdoor | On Air | P4 | IHS Collo | IHSN | 12.1453 | 5.1123 | Auto | not specified | not specified | not specified | not specified | not specified | Conventional | Solar + PC | ACDG - Solar+Li-Ion Hybrid
ZM0412 | IHS_ZAM_0908B | ZM0412 | SOK-Z1 | Yauri/Zuru |  | Yar'koji town, Yar'koji ward,Bakura LGA, Zamfara state | ZAM-T1 | Kano | Zamfara | Abdulazeez Muyideen Remi | Abdulafeez Olaitan Jimoh | Ibrahim Danjuma Akut | Muhammed Adamu Said |  | Abdulsalami Abdulraman | Titus Obaje | 20 KVA | ACDG | Outdoor | On Air | P3 | IHS Collo | IHSN | 12.6599 | 5.942 | Auto | not specified | not specified | not specified | not specified | not specified | Conventional | PC | ACDG - Li-Ion Hybrid
KT2530 | IHS_KAT_0023B | KT2530 | KAT-Z1 | 0 |  | Abdallawa Town, Kaita LGA, Katsina State. | KAT-T1 | Kano | Katsina | Abdulraheem Hameed | Abubakar Saidu | Tunde Badmus | Muhammed Adamu Said |  | Abdulsalami Abdulraman | Titus Obaje | 15 KVA | ACDG | Outdoor | On Air | P3 | IHS Collo | IHSN | 13.1702 | 7.7852 | Auto | not specified | not specified | not specified | not specified | not specified | Conventional | Solar + PC | ACDG - Solar+Li-Ion Hybrid
KT2555 | IHS_KAT_0027B | KT2555 | KAT-Z1 | 0 |  | SHIYAR DUNGUMAWA, ZANGANDO VILLAGE, ALONG KURFI KATSINA ROAD, BATAGARAWA LGA, KATSINA STATE. | KAT-T2 | Kano | Katsina | Abimbola | Abubakar Saidu | Tunde Badmus | Muhammed Adamu Said |  | Abdulsalami Abdulraman | Titus Obaje | 15 KVA | ACDG | Outdoor | On Air | P3 | IHS Collo | IHSN | 12.717 | 7.531 | Manual | not specified | not specified | not specified | not specified | not specified | Conventional | Generator Only | ACDG - Conventional
JG0493 | IHS_JIG_1131B | IHS_JIG_1131B | JIG-Z1 | Hadeja |  | Off Zare Nawa Street, Birnin Kudu Town, Birnin Kudu LGA, Jigawa State | JIG-T2 | Kano | Jigawa | Eniola Lawrence | Auwal Muhammad | Tunde Badmus | Ali Muhammad Kwairanga |  | Abdulsalami Abdulraman | Titus Obaje | 22 KVA | ACDG | Outdoor | On Air | P4 | IHS Collo | IHSN | 11.456 | 9.4721 | Auto | not specified | not specified | not specified | not specified | not specified | Conventional | PC | ACDG - Li-Ion Hybrid
KB0075 | IHS_KEB_0021B | KB0075 | KEB-Z1 | Yauri/Zuru |  | Shiyar Yanhaya Area, Jega LGA, Kebbi State. | KEB-T1 | Kano | Kebbi | Ayeni Adeyemi | Adejo John Excellence | Ibrahim Danjuma Akut | Abdulsalam Abdulfatah Omeizza |  | Abdulsalami Abdulraman | Titus Obaje | 22 KVA | ACDG | Outdoor | On Air | P3 | IHS Collo | IHSN | 12.2226 | 4.377 | Auto | not specified | not specified | not specified | not specified | not specified | Conventional | Solar + PC | ACDG - Solar+Li-Ion Hybrid
SK0479 | IHS_SOK_0905B | SK0479 | SOK-Z1 | Yauri/Zuru |  | Shiryar Unguwan Lalle, Sabin Birni LGA, Sokoto | SOK-T1 | Kano | Sokoto | Omorodion Daniel Elumelem | Abdulafeez Olaitan Jimoh | Ibrahim Danjuma Akut | Abdulsalam Abdulfatah Omeizza |  | Abdulsalami Abdulraman | Titus Obaje | 20 KVA | ACDG | Outdoor | On Air | P3 | IHS Collo | IHSN | 13.5848 | 6.1065 | Auto | not specified | not specified | not specified | not specified | not specified | Conventional | PC | ACDG - Li-Ion Hybrid
KT2948 | IHS_KAT_0076C | KT2948 | KAT-Z1 | 0 | B3143 | Jipatu Town Village, Off Express Road, Kaita L.G.A, Katsina State | KAT-T4 | Kano | Katsina | Abdulraheem Hameed | Abubakar Saidu | Tunde Badmus | Muhammed Adamu Said |  | Abdulsalami Abdulraman | Titus Obaje | 22 KVA | ACDG | Outdoor | On Air | P1 | INT Collo | INT | 13.1758 | 7.8757 | Auto | not specified | not specified | not specified | not specified | not specified | Conventional | Solar + PC | ACDG - Solar+Li-Ion Hybrid
JG0032 | IHS_JIG_0815A | JG0032 | JIG-Z1 | Hadeja |  | New layout, abuja quarters | JIG-T2 | Kano | Jigawa | Eniola Lawrence | Auwal Muhammad | Tunde Badmus | Ali Muhammad Kwairanga |  | Abdulsalami Abdulraman | Titus Obaje | 15 KVA | ACDG | Outdoor | On Air | P4 | INT-Secondary | INT | 11.3802 | 9.5293 | Auto | not specified | not specified | not specified | not specified | not specified | Conventional | PC | ACDG - Li-Ion Hybrid
KB3926 | IHS_KEB_0020B | KB3926 | KEB-Z1 | Yauri/Zuru | A658 | Shiyar Illela Fana Town, DandI LGA, Kebbi State. | KEB-T2 | Kano | Kebbi | Abdullahi Lawal Audi | Adejo John Excellence | Ibrahim Danjuma Akut | Abdulsalam Abdulfatah Omeizza |  | Abdulsalami Abdulraman | Titus Obaje | 15 KW | DCDG | Outdoor | On Air | P3 | IHS Collo | IHSN | 11.7085 | 3.9329 | Auto | not specified | not specified | not specified | not specified | not specified | Conventional | PC | ACDG - Li-Ion Hybrid
T5365 | IHS_JIG_0737A | T5365 | JIG-Z1 | Ringim | B3143 | SABON GARI MAIGATARI JIGAWA STATE | JIG-T3 | Kano | Jigawa | Ibrahim Adebayo | Auwal Muhammad | Tunde Badmus | Ali Muhammad Kwairanga |  | Abdulsalami Abdulraman | Titus Obaje | 20 KVA | ACDG | Indoor | On Air | P1 | INT-Secondary | INT | 12.8026 | 9.4457 | Auto | not specified | not specified | not specified | not specified | not specified | Conventional | Grid | ACDG - Grid (with BUB)
KB0069 | IHS_KEB_0007B | KB0069 | KEB-Z1 | Yauri/Zuru |  | ZAKIRAI MOSALLACI IDI AREA, JEGA L.G.A., KEBBI STATE. | KEB-T1 | Kano | Kebbi | Ayeni Adeyemi | Adejo John Excellence | Ibrahim Danjuma Akut | Abdulsalam Abdulfatah Omeizza |  | Abdulsalami Abdulraman | Titus Obaje | 15 KVA | ACDG | Outdoor | On Air | P3 | IHS Collo | IHSN | 12.2237 | 4.3874 | Auto | not specified | not specified | not specified | not specified | not specified | Conventional | PC | ACDG - Li-Ion Hybrid
KB0093 | IHS_KEB_0006B | KB0093 | KEB-Z1 | Yauri/Zuru |  | Plot of Land at Low cost GRA ,Yauri Yelwa Rd. Yelwa LGA. Kebbi State | KEB-T31 | Kano | Kebbi | Samson Oriyomi | Adejo John Excellence | Ibrahim Danjuma Akut | Abdulsalam Abdulfatah Omeizza |  | Abdulsalami Abdulraman | Titus Obaje | 15 KVA | ACDG | Outdoor | On Air | P3 | IHS Collo | IHSN | 10.8472 | 4.748 | Auto | not specified | not specified | not specified | not specified | not specified | Conventional | Solar + PC | ACDG - Solar+Li-Ion Hybrid
ZM0246 | IHS_ZAM_0005B | ZM0066 | SOK-Z1 | Yauri/Zuru |  | A piece of land at Zagu town along Daki-Takwas Zuru road, Bukkuyum LGA, Zamfara State | SOK-T2 | Kano | Zamfara | Shehu Umar | Abdulafeez Olaitan Jimoh | Ibrahim Danjuma Akut | Muhammed Adamu Said |  | Abdulsalami Abdulraman | Titus Obaje | 15 KVA | ACDG | Outdoor | On Air | P4 | IHS Collo | IHSN | 11.8577 | 5.3345 | Auto | not specified | not specified | not specified | not specified | not specified | Conventional | PC | ACDG - Li-Ion Hybrid
KB0076 | IHS_KEB_0023B | KB0076 | KEB-Z1 | Yauri/Zuru | B3143 | HEALTH COLLEGE JEGA, NIIMA AREA, SOKOTO ROAD, KEBBI STATE. | KEB-T1 | Kano | Kebbi | Ayeni Adeyemi | Adejo John Excellence | Ibrahim Danjuma Akut | Abdulsalam Abdulfatah Omeizza |  | Abdulsalami Abdulraman | Titus Obaje | 22 KVA | ACDG | Outdoor | On Air | P1 | IHS Collo | IHSN | 12.2354 | 4.3817 | Auto | not specified | not specified | not specified | not specified | not specified | Conventional | PC | ACDG - Li-Ion Hybrid
KT0630 | IHS_KAT_0992B | KT0630 | KAT-Z1 | 0 |  | SAWARIYA DANDO VILLAGE, KAITA L.G. A KATSINA STATE | KAT-T1 | Kano | Katsina | Abdulraheem Hameed | Abubakar Saidu | Tunde Badmus | Muhammed Adamu Said |  | Abdulsalami Abdulraman | Titus Obaje | 20 KVA | ACDG | Outdoor | On Air | P3 | IHS Collo | IHSN | 13.249 | 7.7626 | Auto | not specified | not specified | not specified | not specified | not specified | Conventional | PC | ACDG - Li-Ion Hybrid
SK0019 | IHS_SOK_0843B | SK0019 | SOK-Z1 | Yauri/Zuru |  | Ismaila Compound, Samai Village, Kurukuru, Sokoto State. | SOK-T1 | Kano | Sokoto | Omorodion Daniel Elumelem | Abdulafeez Olaitan Jimoh | Ibrahim Danjuma Akut | Abdulsalam Abdulfatah Omeizza |  | Abdulsalami Abdulraman | Titus Obaje | 15 KVA | ACDG | Outdoor | On Air | P4 | IHS Collo | IHSN | 13.5103 | 5.9906 | Manual | not specified | not specified | not specified | not specified | not specified | Conventional | Generator Only | ACDG - Conventional
ZM4439 | IHS_ZAM_0025B | ZM4439 | SOK-Z1 | Yauri/Zuru |  | A plot of land at Mada Village, Guzau LGA | ZAM-T1 | Kano | Zamfara | Abdulazeez Muyideen Remi | Abdulafeez Olaitan Jimoh | Ibrahim Danjuma Akut | Muhammed Adamu Said |  | Abdulsalami Abdulraman | Titus Obaje | 15 KVA | ACDG | Outdoor | On Air | P4 | IHS Collo | IHSN | 12.1376 | 6.9339 | Auto | not specified | not specified | not specified | not specified | not specified | Conventional | PC | ACDG - Li-Ion Hybrid
KB3501 | IHS_KEB_0009B | KB3501 | KEB-Z1 | Yauri/Zuru |  | DANWARAI JUNCTION-JEGA ROAD ALIERO LGA, KEBBI STATE. | KEB-T1 | Kano | Kebbi | Ayeni Adeyemi | Adejo John Excellence | Ibrahim Danjuma Akut | Abdulsalam Abdulfatah Omeizza |  | Abdulsalami Abdulraman | Titus Obaje | 15 KVA | ACDG | Outdoor | On Air | P4 | IHS Collo | IHSN | 12.261 | 4.4085 | Auto | not specified | not specified | not specified | not specified | not specified | Conventional | Solar + PC | ACDG - Solar+Li-Ion Hybrid
ZM4441 | IHS_ZAM_0028B | ZM4441 | SOK-Z1 | Yauri/Zuru |  | A piece of Land @ Sauna Village, Talata Mafara LGA Zamfara State | ZAM-T1 | Kano | Zamfara | Abdulazeez Muyideen Remi | Abdulafeez Olaitan Jimoh | Ibrahim Danjuma Akut | Muhammed Adamu Said |  | Abdulsalami Abdulraman | Titus Obaje | 15 KVA | ACDG | Outdoor | On Air | P2 | IHS Collo | IHSN | 12.4154 | 6.0491 | Auto | not specified | not specified | not specified | not specified | not specified | Conventional | Solar + PC | ACDG - Solar+Li-Ion Hybrid
T5477 | IHS_KEB_0767A | T5477 | KEB-Z1 | Yauri/Zuru | B3143 | SHIYAR MAGAJI, DAKIN GARI, KEBBI STATE. | KEB-T2 | Kano | Kebbi | Abdullahi Lawal Audi | Adejo John Excellence | Ibrahim Danjuma Akut | Abdulsalam Abdulfatah Omeizza |  | Abdulsalami Abdulraman | Titus Obaje | 22 KVA | ACDG | Outdoor | On Air | P1 | INT-Secondary | INT | 11.6514 | 4.0643 | Auto | not specified | not specified | not specified | not specified | not specified | Conventional | PC | ACDG - Li-Ion Hybrid
SK0055 | IHS_SOK_0012B | SK0055 | SOK-Z1 | Yauri/Zuru | A658 | Subuwar unguwa quarters, marigai kebbi lga, Sokoto State | SOK-T2 | Kano | Sokoto | Shehu Umar | Abdulafeez Olaitan Jimoh | Ibrahim Danjuma Akut | Abdulsalam Abdulfatah Omeizza |  | Abdulsalami Abdulraman | Titus Obaje | 22 KVA | ACDG | Outdoor | On Air | P3 | IHS Collo | IHSN | 12.1736 | 4.761 | Auto | not specified | not specified | not specified | not specified | not specified | Conventional | PC | ACDG - Li-Ion Hybrid
B4433 | IHS_KEB_0706E | B4433 | KEB-Z1 | Yauri/Zuru |  | MARARABA UNGWAN KUDU, BIRNIN YAURI, KEBBI STATE. | KEB-T31 | Kano | Kebbi | Samson Oriyomi | Adejo John Excellence | Ibrahim Danjuma Akut | Abdulsalam Abdulfatah Omeizza |  | Abdulsalami Abdulraman | Titus Obaje | 20 KVA | ACDG | Outdoor | On Air | P3 | EMTS-SLB 2116 | IHSN | 10.7521 | 4.7827 | Auto | not specified | not specified | not specified | not specified | not specified | Conventional | PC | ACDG - Li-Ion Hybrid
T5266 | IHS_KEB_0747A | T5266 | KEB-Z1 | Yauri/Zuru | B400 | Yauri, Near VIP lodge Yauri layout | KEB-T31 | Kano | Kebbi | Samson Oriyomi | Adejo John Excellence | Ibrahim Danjuma Akut | Abdulsalam Abdulfatah Omeizza |  | Abdulsalami Abdulraman | Titus Obaje | 45 KVA | ACDG | Indoor | On Air | P1 | INT-Secondary | INT | 10.8496 | 4.7534 | Manual | not specified | not specified | not specified | not specified | not specified | Conventional | Generator Only | ACDG - Conventional
KT2528 | IHS_KAT_0021B | KT2528 | KAT-Z1 | 0 |  | UNGUWAR SABON GARI MATSAI TOWN, KUSADA LGA, Katsina STATE. | KAT-T1 | Kano | Katsina | Abdulraheem Hameed | Abubakar Saidu | Tunde Badmus | Muhammed Adamu Said |  | Abdulsalami Abdulraman | Titus Obaje | 15 KVA | ACDG | Outdoor | On Air | P3 | IHS Collo | IHSN | 13.1753 | 7.686 | Auto | not specified | not specified | not specified | not specified | not specified | Conventional | Solar + PC | ACDG - Solar+Li-Ion Hybrid
SK0906 | IHS_SOK_0027B | SK0906 | SOK-Z1 | Yauri/Zuru | A658 | Gorau Town, Goronyo LGA, Sokoto State. | SOK-T1 | Kano | Sokoto | Omorodion Daniel Elumelem | Abdulafeez Olaitan Jimoh | Ibrahim Danjuma Akut | Abdulsalam Abdulfatah Omeizza |  | Abdulsalami Abdulraman | Titus Obaje | 15 KVA | ACDG | Outdoor | On Air | P3 | IHS Collo | IHSN | 13.4905 | 5.8363 | Auto | not specified | not specified | not specified | not specified | not specified | Conventional | PC | ACDG - Li-Ion Hybrid
SK0424 | IHS_SOK_0902B | SK0424 | SOK-Z1 | Yauri/Zuru | A658 | A Piece of land at Tundun Wada Area Romon Sarki Village Tambuwal LGA Sokoto State | SOK-T2 | Kano | Sokoto | Shehu Umar | Abdulafeez Olaitan Jimoh | Ibrahim Danjuma Akut | Abdulsalam Abdulfatah Omeizza |  | Abdulsalami Abdulraman | Titus Obaje | 20 KVA | ACDG | Outdoor | On Air | P3 | IHS Collo | IHSN | 12.2264 | 4.6005 | Auto | not specified | not specified | not specified | not specified | not specified | Conventional | Solar + PC | ACDG - Solar+Li-Ion Hybrid
KB5614 | IHS_KEB_0765A | KB5614 | KEB-Z1 | Yauri/Zuru |  | RAJE ROAD, KEBBI STATE. | KEB-T2 | Kano | Kebbi | Abdullahi Lawal Audi | Adejo John Excellence | Ibrahim Danjuma Akut | Abdulsalam Abdulfatah Omeizza |  | Abdulsalami Abdulraman | Titus Obaje | 15 KVA | ACDG | Indoor | On Air | P1 | INT-Secondary | INT | 11.5175 | 4.2217 | Manual | not specified | not specified | not specified | not specified | not specified | Conventional | Generator Only | ACDG - Conventional
JG0045 | IHS_JIG_0007B | JG0045 | JIG-Z1 | Ringim | B3143 | WAZIRI ROAD, MEDU TOWN, GAGARAWA L.GA, JIGAWA STATE. | JIG-T3 | Kano | Jigawa | Ibrahim Adebayo | Auwal Muhammad | Tunde Badmus | Ali Muhammad Kwairanga |  | Abdulsalami Abdulraman | Titus Obaje | 15 KVA | ACDG | Outdoor | On Air | P1 | IHS Collo | IHSN | 12.4836 | 9.4397 | Auto | not specified | not specified | not specified | not specified | not specified | Conventional | Grid + PC | ACDG - Grid+Li-Ion Hybrid
T5601 | IHS_KAT_0920H | HT/NW/KA/001 | KAT-Z1 | 0 | B600 | Kofar Yamma, Safia, Katsina State | KAT-T1 | Kano | Katsina | Abdulraheem Hameed | Abubakar Saidu | Tunde Badmus | Muhammed Adamu Said |  | Abdulsalami Abdulraman | Titus Obaje | 22 KVA | ACDG | Indoor | On Air | P1 | ITNG | ITNG | 13.0823 | 7.74 | Auto | not specified | not specified | not specified | not specified | not specified | Conventional | Grid | ACDG - Grid (with BUB)
KT2952 | IHS_KAT_0074B | KT2952 | KAT-Z1 | 0 |  | Yandaki Kofar Gabas, Kaita LGA, Katsina State. | KAT-T1 | Kano | Katsina | Abdulraheem Hameed | Abubakar Saidu | Tunde Badmus | Muhammed Adamu Said |  | Abdulsalami Abdulraman | Titus Obaje | 15 KVA | ACDG | Outdoor | On Air | P3 | IHS Collo | IHSN | 13.048 | 7.688 | Auto | not specified | not specified | not specified | not specified | not specified | Conventional | PC | ACDG - Li-Ion Hybrid
KT0058 | IHS_KAT_0010V | KT0058 | KAT-Z1 | 0 | A658 | PLOT @ SHINKAFI AREA, BEHIND BOREHOLE STR. KATSINA | KAT-T1 | Kano | Katsina | Abdulraheem Hameed | Abubakar Saidu | Tunde Badmus | Muhammed Adamu Said |  | Abdulsalami Abdulraman | Titus Obaje | 30 KVA | ACDG | Outdoor | On Air | P3 | IHS Collo | IHSN | 13.0264 | 7.6486 | Auto | not specified | not specified | not specified | not specified | not specified | Conventional | Grid + PC | ACDG - Grid+Li-Ion Hybrid
KT0647 | IHS_KAT_1095B | KT0647 | KAT-Z1 | 0 |  | Beside National Open University, After Katsina State House of Assembly, Katsina Katsina State. | KAT-T1 | Kano | Katsina | Abdulraheem Hameed | Abubakar Saidu | Tunde Badmus | Muhammed Adamu Said |  | Abdulsalami Abdulraman | Titus Obaje | 22 KVA | ACDG | Outdoor | On Air | P3 | IHS Collo | IHSN | 13.026 | 7.6347 | Auto | not specified | not specified | not specified | not specified | not specified | Conventional | PC | ACDG - Li-Ion Hybrid
KT2575 | IHS_KAT_0080B | KT2575 | KAT-Z1 | 0 |  | Piece Of Land Behind Makera Housing Estate, Along Daura Road, Katsina Lga, Katsina. | KAT-T1 | Kano | Kano | Abdulraheem Hameed | Abubakar Saidu | Tunde Badmus | Muhammed Adamu Said |  | Abdulsalami Abdulraman | Titus Obaje | 15 KVA | ACDG | Outdoor | On Air | P4 | IHS Collo | IHSN | 13.0076 | 7.6733 | Auto | not specified | not specified | not specified | not specified | not specified | Conventional | Grid + PC | ACDG - Grid+Li-Ion Hybrid
T5413 | IHS_KEB_0774A | T5413 | KEB-Z1 | Yauri/Zuru | B3143 & A658 | NGASKI MARKET AREA, KEBBI STATE. | KEB-T31 | Kano | Kebbi | Samson Oriyomi | Adejo John Excellence | Ibrahim Danjuma Akut | Abdulsalam Abdulfatah Omeizza |  | Abdulsalami Abdulraman | Titus Obaje | 22 KVA | ACDG | Outdoor | On Air | P1 | INT-Secondary | INT | 10.4113 | 4.7167 | Auto | not specified | not specified | not specified | not specified | not specified | Conventional | PC | ACDG - Li-Ion Hybrid
KB0375 | IHS_KEB_0953B | KB0375 | KEB-Z1 | Yauri/Zuru | A658 | GAFRA VILLAGE NGASKI LGA KEBBI STATE | KEB-T31 | Kano | Kebbi | Samson Oriyomi | Adejo John Excellence | Ibrahim Danjuma Akut | Abdulsalam Abdulfatah Omeizza |  | Abdulsalami Abdulraman | Titus Obaje | 22 KVA | ACDG | Outdoor | On Air | P3 | IHS Collo | IHSN | 10.3975 | 4.684 | Auto | not specified | not specified | not specified | not specified | not specified | Conventional | PC | ACDG - Li-Ion Hybrid
KT2991 | IHS_KAT_0011V | KT2991 | KAT-Z1 | 0 |  | Plot @ Danlami Filling Station, Opp Begger, Bhd Duara Rd, Katsina State. | KAT-T1 | Kano | Katsina | Mathew Olakiitan | Abubakar Saidu | Tunde Badmus | Muhammed Adamu Said |  | Abdulsalami Abdulraman | Titus Obaje | 20 KVA | ACDG | Outdoor | On Air | P1 | IHS Collo | IHSN | 12.9932 | 7.6296 | Auto | not specified | not specified | not specified | not specified | not specified | Conventional | Grid + PC | ACDG - Grid+Li-Ion Hybrid
KT0055 | IHS_KAT_0930H | HM/NW/KA/021 | KAT-Z1 | 0 |  | Kabir Usman Road,Gra Katsina Along Inec Office | KAT-T1 | Kano | Katsina | Mathew Olakiitan | Abubakar Saidu | Tunde Badmus | Muhammed Adamu Said |  | Abdulsalami Abdulraman | Titus Obaje | 15 KVA | ACDG | Outdoor | On Air | P4 | ITNG | ITNG | 13.0006 | 7.6281 | Auto | not specified | not specified | not specified | not specified | not specified | Conventional | Grid + PC | ACDG - Grid+Li-Ion Hybrid
T5121 | IHS_ADA_0752A | T5121 | ADA-Z1 | Jimeta/Geirei | B500 | BANK STREET, OFF GALADIMA AMINU WAY, JIMETA, YOLA, ADAMAWA | ADA-T1 | Kano | Adamawa | Sunday Katung | Adegboye Samuel | Femi Emmanuel Ojo | Isaac Solomon Kama |  | Abdulsalami Abdulraman | Titus Obaje | 50 KVA | ACDG | Indoor | On Air | P1 | INT-Secondary | INT | 9.2681 | 12.4398 | Auto | not specified | not specified | not specified | not specified | not specified | Conventional | Grid | ACDG - Grid (with BUB)
KT2976 | IHS_KAT_0004B | KT2976 | KAT-Z1 | 0 |  | KATSINA UNIVERSITY DUTSIN- MA ROAD, KATSINA, KATSINA STATE. | KAT-T2 | Kano | Katsina | Mathew Olakiitan | Abubakar Saidu | Tunde Badmus | Muhammed Adamu Said |  | Abdulsalami Abdulraman | Titus Obaje | 15 KVA | ACDG | Outdoor | On Air | P3 | IHS Collo | IHSN | 12.9465 | 7.6019 | Auto | not specified | not specified | not specified | not specified | not specified | Conventional | Grid + PC | ACDG - Grid+Li-Ion Hybrid
KB3959 | IHS_KEB_0041B | KB3959 | KEB-Z1 | Yauri/Zuru |  | OPPOSITE ST BELLO PRIMARY SCHOOL, MARAFA TOWN, FAKAI LGA, KEBBI STATE. | KEB-T2 | Kano | Kebbi | Abdullahi Lawal Audi | Adejo John Excellence | Ibrahim Danjuma Akut | Abdulsalam Abdulfatah Omeizza |  | Abdulsalami Abdulraman | Titus Obaje | 15 KVA | ACDG | Outdoor | On Air | P4 | IHS Collo | IHSN | 11.5391 | 4.7756 | Auto | not specified | not specified | not specified | not specified | not specified | Conventional | PC | ACDG - Li-Ion Hybrid
SK0951 | IHS_SOK_0062B | SK0951 | SOK-Z1 | Yauri/Zuru |  | Kofar Yamma Area, Gandi Town, Rabba LGA, Sokoto, Sokoto State | SOK-T1 | Kano | Sokoto | Omorodion Daniel Elumelem | Abdulafeez Olaitan Jimoh | Ibrahim Danjuma Akut | Abdulsalam Abdulfatah Omeizza |  | Abdulsalami Abdulraman | Titus Obaje | 15 KVA | ACDG | Outdoor | On Air | P4 | IHS Collo | IHSN | 12.9686 | 5.7335 | Auto | not specified | not specified | not specified | not specified | not specified | Conventional | PC | ACDG - Li-Ion Hybrid
T5348 | IHS_ADA_0783A | T5348 | ADA-Z1 | Jimeta/Geirei | B600 | OPPOSITE POLICE HEAD QUARTERS, JIMETA-YOLA, ADAMAWA STATE. | ADA-T1 | Kano | Adamawa | Sunday Katung | Adegboye Samuel | Femi Emmanuel Ojo | Isaac Solomon Kama |  | Abdulsalami Abdulraman | Titus Obaje | 30 KVA | ACDG | Indoor | On Air | P1 | INT-Secondary | INT | 9.2581 | 12.4597 | Auto | not specified | not specified | not specified | not specified | not specified | Conventional | Grid | ACDG - Grid (with BUB)
KT2518 | IHS_JAN_0001B | KT2518 | KAT-Z1 | 0 | B3143 | JANI, MANI LGA, KATINA STATE. | KAT-T1 | Kano | Katsina | Abimbola | Abubakar Saidu | Tunde Badmus | Muhammed Adamu Said |  | Abdulsalami Abdulraman | Titus Obaje | 15 KVA | ACDG | Outdoor | On Air | P1 | IHS Collo | IHSN | 12.8298 | 7.8098 | Auto | not specified | not specified | not specified | not specified | not specified | Conventional | Grid + PC | ACDG - Grid+Li-Ion Hybrid
AD4987 | IHS_ADA_0892B | AD4987 | ADA-Z1 | Jimeta/Geirei |  | Yelwa Road, Off Ajiya Street, Jimeta, Yola North LGA, Adamawa State | ADA-T1 | Kano | Adamawa | Sunday Katung | Adegboye Samuel | Femi Emmanuel Ojo | Isaac Solomon Kama |  | Abdulsalami Abdulraman | Titus Obaje | 16 KVA | ACDG | Outdoor | On Air | P3 | IHS Collo | IHSN | 9.28 | 12.4559 | Auto | not specified | not specified | not specified | not specified | not specified | Conventional | Grid + Solar + PC | ACDG - Grid+Solar+Li-Ion Hybrid
KT2544 | IHS_KAT_0033B | KT2544 | KAT-Z1 | 0 |  | Ajiwa Village, Batagarawa LGA, Katsina State. | KAT-T1 | Kano | Katsina | Abimbola | Abubakar Saidu | Tunde Badmus | Muhammed Adamu Said |  | Abdulsalami Abdulraman | Titus Obaje | 20 KVA | ACDG | Outdoor | On Air | P3 | IHS Collo | IHSN | 12.961 | 7.7368 | Auto | not specified | not specified | not specified | not specified | not specified | Conventional | Grid + PC | ACDG - Grid+Li-Ion Hybrid
KT2553 | IHS_KAT_0026B | KT2553 | KAT-Z1 | 0 |  | OPPOSITE GENERAL HOSPITAL BABANRUGA, ALONG BATSARI ROAD BATAGAWA LGA, KATSINA STATE. | KAT-T2 | Kano | Katsina | Abdulraheem Hameed | Abubakar Saidu | Tunde Badmus | Muhammed Adamu Said |  | Abdulsalami Abdulraman | Titus Obaje | 15 KVA | ACDG | Outdoor | On Air | P2 | IHS Collo | IHSN | 12.9556 | 7.5652 | Auto | not specified | not specified | not specified | not specified | not specified | Conventional | PC | ACDG - Li-Ion Hybrid
KT2520 | IHS_KAT_0032B | KT2520 | KAT-Z1 | 0 |  | ALONG KATSINA-TSAGERO MAIN ROAD, OPPOSITE DISPENSARY, TSAGERO, RIMI LGA, KATSINA STATE. | KAT-T1 | Kano | Katsina | Abimbola | Abubakar Saidu | Tunde Badmus | Muhammed Adamu Said |  | Abdulsalami Abdulraman | Titus Obaje | 15 KVA | ACDG | Outdoor | On Air | P3 | IHS Collo | IHSN | 12.9132 | 7.7247 | Auto | not specified | not specified | not specified | not specified | not specified | Conventional | PC | ACDG - Li-Ion Hybrid
AD0061 | IHS_BAL_0001B | AD0061 | ADA-Z2 | Gombi | A658 | Tashana Margi, Lagos Street, Gombi Town, Gombi LGA, Adamawa State. | ADA-T4 | Kano | Adamawa | Kazzah Yanshiyi Timothy | Makinde Akintunde | Femi Emmanuel Ojo | Isaac Solomon Kama |  | Abdulsalami Abdulraman | Titus Obaje | 22 KVA | ACDG | Outdoor | On Air | P3 | IHS Collo | IHSN | 10.1742 | 12.7347 | Auto | not specified | not specified | not specified | not specified | not specified | Conventional | Solar + PC | ACDG - Solar+Li-Ion Hybrid
KT0641 | IHS_KAT_1027B | KT0641 | KAT-Z1 | 0 | A658 | A PIECE OF LAND BEHIND NYSC, TUDUN-MATAWALE INDUSTRIAL AREA, KATSINA STATE | KAT-T2 | Kano | Katsina | Mathew Olakiitan | Abubakar Saidu | Tunde Badmus | Muhammed Adamu Said |  | Abdulsalami Abdulraman | Titus Obaje | 20 KVA | ACDG | Outdoor | On Air | P3 | IHS Collo | IHSN | 12.9582 | 7.6043 | Auto | not specified | not specified | not specified | not specified | not specified | Conventional | PC | ACDG - Li-Ion Hybrid
T5136 | IHS_ADA_0771A | T5136 | ADA-Z2 | Mubi 1 & 2 | B400 | WURO BULODE, MUBI, ADAMAWA STATE. | ADA-T5 | Kano | Adamawa | Gabriel Oliver | Makinde Akintunde | Femi Emmanuel Ojo | Isaac Solomon Kama |  | Abdulsalami Abdulraman | Titus Obaje | 45 KVA | ACDG | Indoor | On Air | P1 | INT-Secondary | INT | 10.2612 | 13.2702 | Manual | not specified | not specified | not specified | not specified | not specified | Conventional | Generator Only | ACDG - Conventional
T5122 | IHS_ADA_0751A | T5122 | ADA-Z1 | Jimeta/Geirei | B400 | NO.26 LEKI TABA STREET, JIMETA, YOLA, ADAMAWA STATE. | ADA-T1 | Kano | Adamawa | Sunday Katung | Adegboye Samuel | Femi Emmanuel Ojo | Isaac Solomon Kama |  | Abdulsalami Abdulraman | Titus Obaje | 50 KVA | ACDG | Indoor | On Air | P1 | INT-Secondary | INT | 9.2699 | 12.4604 | Auto | not specified | not specified | not specified | not specified | not specified | Conventional | Grid | ACDG - Grid (with BUB)
KT2558 | IHS_KAT_0031B | KT2558 | KAT-Z1 | 0 | A658 | SHIYAR MAKERA, BAKEWA TOWN, BATAGAWA LGA, KATSINA STATE. | KAT-T2 | Kano | Katsina | Abdulraheem Hameed | Abubakar Saidu | Tunde Badmus | Muhammed Adamu Said |  | Abdulsalami Abdulraman | Titus Obaje | 15 KVA | ACDG | Outdoor | On Air | P3 | IHS Collo | IHSN | 12.8896 | 7.4736 | Auto | not specified | not specified | not specified | not specified | not specified | Conventional | Solar + PC | ACDG - Solar+Li-Ion Hybrid
KB3964 | IHS_KEB_0830C | KB3964 | KEB-Z1 | Yauri/Zuru | B3143 | Gobiraji Village, Fakai L.G.A, Kebbi State | KEB-T2 | Kano | Kebbi | Abdullahi Lawal Audi | Adejo John Excellence | Ibrahim Danjuma Akut | Abdulsalam Abdulfatah Omeizza |  | Abdulsalami Abdulraman | Titus Obaje | 22 KVA | ACDG | Outdoor | On Air | P1 | INT Collo | INT | 11.5569 | 4.6711 | Auto | not specified | not specified | not specified | not specified | not specified | Conventional | PC | ACDG - Li-Ion Hybrid
T5340 | IHS_ADA_0780A | T5340 | ADA-Z2 | Mubi 1 & 2 | A658 | BAYAN GARI SABON-TITI GOMBI | ADA-T5 | Kano | Adamawa | Gabriel Oliver | Makinde Akintunde | Femi Emmanuel Ojo | Isaac Solomon Kama |  | Abdulsalami Abdulraman | Titus Obaje | 16 KVA | ACDG | Outdoor | On Air | P3 | INT-Secondary | INT | 10.1701 | 12.7414 | Auto | not specified | not specified | not specified | not specified | not specified | Conventional | Solar + PC | ACDG - Solar+Li-Ion Hybrid
AD4929 | IHS_ADA_0035B | AD4929 | ADA-Z1 | Jimeta/Geirei |  | 87, Fombina Street, Jimeta, Adamawa State | ADA-T1 | Kano | Adamawa | Sunday Katung | Adegboye Samuel | Femi Emmanuel Ojo | Isaac Solomon Kama |  | Abdulsalami Abdulraman | Titus Obaje | 16 KVA | ACDG | Outdoor | On Air | P3 | IHS Collo | IHSN | 9.2833 | 12.4569 | Auto | not specified | not specified | not specified | not specified | not specified | Conventional | Solar + PC | ACDG - Solar+Li-Ion Hybrid
B2410 | IHS_ADA_0713E | B2410 | ADA-Z2 | Gombi |  | BESIDE NITEL TOWERS, AGWAN FARASA GOMBI, GOMBI LGA, ADAMAWA STATE | ADA-T4 | Kano | Adamawa | Kazzah Yanshiyi Timothy | Makinde Akintunde | Femi Emmanuel Ojo | Isaac Solomon Kama |  | Abdulsalami Abdulraman | Titus Obaje | 22 KVA | ACDG | Outdoor | On Air | P1 | EMTS-SLB 2116 | IHSN | 10.1635 | 12.7494 | Auto | not specified | not specified | not specified | not specified | not specified | Conventional | Solar + PC | ACDG - Solar+Li-Ion Hybrid
AD4944 | IHS_MUB_0007C | AD4944 | ADA-Z2 | Mubi 1 & 2 |  | A Plot Of Land Located Opposite GSS Mubi South LGA, Adamawa State | ADA-T5 | Kano | Adamawa | Gabriel Oliver | Makinde Akintunde | Femi Emmanuel Ojo | Isaac Solomon Kama |  | Abdulsalami Abdulraman | Titus Obaje | 16 KVA | ACDG | Outdoor | On Air | P2 | INT Collo | INT | 10.2681 | 13.287 | Auto | not specified | not specified | not specified | not specified | not specified | Conventional | Solar + PC | ACDG - Solar+Li-Ion Hybrid
T5126 | IHS_ADA_0756A | T5126 | ADA-Z1 | Jimeta/Geirei | B600 | A Piece of land located at No. 120, Atiku Abubakar Way, Opposite Police Station, Doubeli-Jimeta, Yola, Adamawa State. | ADA-T1 | Kano | Adamawa | Sunday Katung | Adegboye Samuel | Femi Emmanuel Ojo | Isaac Solomon Kama |  | Abdulsalami Abdulraman | Titus Obaje | 50 KVA | ACDG | Indoor | On Air | P1 | INT-Secondary | INT | 9.285 | 12.4511 | Auto | not specified | not specified | not specified | not specified | not specified | Conventional | Grid | ACDG - Grid (with BUB)
T5248 | IHS_KEB_0743A | T5248 | KEB-Z1 | Yauri/Zuru | B400 | Koko village, Bash Global filling station, along kontagora road | KEB-T2 | Kano | Kebbi | Abdullahi Lawal Audi | Adejo John Excellence | Ibrahim Danjuma Akut | Abdulsalam Abdulfatah Omeizza |  | Abdulsalami Abdulraman | Titus Obaje | 22 KVA | ACDG | Indoor | On Air | P1 | INT-Secondary | INT | 11.4163 | 4.5295 | Manual | not specified | not specified | not specified | not specified | not specified | Conventional | Generator Only | ACDG - Conventional
T5623 | IHS_ADA_0808A | T5623 | ADA-Z1 | Jimeta/Geirei |  | Alhaji Ali Plot Vanikiland | ADA-T1 | Kano | Adamawa | Sunday Katung | Adegboye Samuel | Femi Emmanuel Ojo | Isaac Solomon Kama |  | Abdulsalami Abdulraman | Titus Obaje | 22 KVA | ACDG | Indoor | On Air | P4 | INT-Secondary | INT | 9.3 | 12.4811 | Auto | not specified | not specified | not specified | not specified | not specified | Conventional | Grid | ACDG - Grid (with BUB)
KB3952 | IHS_KEB_0036B | KB3952 | KEB-Z1 | Yauri/Zuru | A658 | Rikoto Area, Zuru, Zuru L.G.A. Kebbi State | KEB-T32 | Kano | Kebbi | Mustapha Salaudeen | Adejo John Excellence | Ibrahim Danjuma Akut | Abdulsalam Abdulfatah Omeizza |  | Abdulsalami Abdulraman | Titus Obaje | 22 KVA | ACDG | Outdoor | On Air | P3 | IHS Collo | IHSN | 11.4451 | 5.2355 | Auto | not specified | not specified | not specified | not specified | not specified | Conventional | PC | ACDG - Li-Ion Hybrid
T5125 | IHS_ADA_0755A | T5125 | ADA-Z1 | Jimeta/Geirei | B400 | NEAR FUTY YOLA, ADAMAWA | ADA-T1 | Kano | Adamawa | Sunday Katung | Adegboye Samuel | Femi Emmanuel Ojo | Isaac Solomon Kama |  | Abdulsalami Abdulraman | Titus Obaje | 30 KVA | ACDG | Indoor | On Air | P1 | INT-Secondary | INT | 9.3439 | 12.5089 | Auto | not specified | not specified | not specified | not specified | not specified | Conventional | Grid | ACDG - Grid (with BUB)
B2245 | IHS_ADA_0705E | B2245 | ADA-Z2 | Gombi |  | UNGWAN JAURO, SULE MAYANKA, HONG TOWN, HONG LGA, ADAMAWA STATE. | ADA-T4 | Kano | Adamawa | Kazzah Yanshiyi Timothy | Makinde Akintunde | Femi Emmanuel Ojo | Isaac Solomon Kama |  | Abdulsalami Abdulraman | Titus Obaje | 15 KVA | ACDG | Outdoor | On Air | P4 | EMTS-SLB 2116 | IHSN | 10.2284 | 12.9276 | Auto | not specified | not specified | not specified | not specified | not specified | Conventional | Solar + PC | ACDG - Solar+Li-Ion Hybrid
KB3951 | IHS_KEB_0035B | KB3951 | KEB-Z1 | Yauri/Zuru |  | Land Located Alongahmadu Bello Way Jakasa Kotagora Road, Zuru, Zuru Lga Kebbi State | KEB-T32 | Kano | Kebbi | Mustapha Salaudeen | Adejo John Excellence | Ibrahim Danjuma Akut | Abdulsalam Abdulfatah Omeizza |  | Abdulsalami Abdulraman | Titus Obaje | 15 KVA | ACDG | Outdoor | On Air | P4 | IHS Collo | IHSN | 11.4362 | 5.2319 | Auto | not specified | not specified | not specified | not specified | not specified | Conventional | Solar + PC | ACDG - Solar+Li-Ion Hybrid
AD4986 | IHS_ADA_0893B | AD4986 | ADA-Z1 | Jimeta/Geirei |  | A piece of land at Modibo Adama University of Technology, Yola. | ADA-T1 | Kano | Adamawa | Sunday Katung | Adegboye Samuel | Femi Emmanuel Ojo | Isaac Solomon Kama |  | Abdulsalami Abdulraman | Titus Obaje | 16 KVA | ACDG | Outdoor | On Air | P4 | IHS Collo | IHSN | 9.3489 | 12.5031 | Auto | not specified | not specified | not specified | not specified | not specified | Conventional | Solar + PC | ACDG - Solar+Li-Ion Hybrid
KN0234 | IHS_JIG_0002B | KN0234 | JIG-Z1 | Ringim |  | Kwanar Huguma Village, Takai LGA, Kano | JIG-T3 | Kano | Kano | Eniola Lawrence | Auwal Muhammad | Tunde Badmus | Bilal Mohammed |  | Abdulsalami Abdulraman | Titus Obaje | 22 KVA | ACDG | Outdoor | On Air | P3 | IHS Collo | IHSN | 11.5437 | 9.3202 | Auto | not specified | not specified | not specified | not specified | not specified | Conventional | Grid + PC | ACDG - Grid+Li-Ion Hybrid
AD0599 | IHS_ADA_0986B | AD0599 | ADA-Z2 | Gombi |  | A Piece of land in Kukurpu, Hong local government Area, Adamawa State | ADA-T4 | Kano | Adamawa | Kazzah Yanshiyi Timothy | Makinde Akintunde | Femi Emmanuel Ojo | Isaac Solomon Kama |  | Abdulsalami Abdulraman | Titus Obaje | 20 KVA | ACDG | Outdoor | On Air | P3 | IHS Collo | IHSN | 10.2262 | 12.9178 | Auto | not specified | not specified | not specified | not specified | not specified | Conventional | Solar + PC | ACDG - Solar+Li-Ion Hybrid
AD0596 | IHS_ADA_1011B | AD0596 | ADA-Z2 | Mubi 1 & 2 |  | A Piece of land beside College of Agric Tech Phase II, Adamawa Statew Polytechnic, Adamawa State | ADA-T5 | Kano | Adamawa | Gabriel Oliver | Makinde Akintunde | Femi Emmanuel Ojo | Isaac Solomon Kama |  | Abdulsalami Abdulraman | Titus Obaje | 22 KVA | ACDG | Outdoor | On Air | P3 | IHS Collo | IHSN | 9.2604 | 12.4462 | Auto | not specified | not specified | not specified | not specified | not specified | Conventional | PC | ACDG - Li-Ion Hybrid
KB0074 | IHS_KEB_0026B | KB0074 | KEB-Z1 | Yauri/Zuru |  | Kwere Area, Senchi Town, Zuru LGA, Kebbi State. | KEB-T32 | Kano | Kebbi | Mustapha Salaudeen | Adejo John Excellence | Ibrahim Danjuma Akut | Abdulsalam Abdulfatah Omeizza |  | Abdulsalami Abdulraman | Titus Obaje | 16 KVA | ACDG | Outdoor | On Air | P4 | IHS Collo | IHSN | 11.3766 | 5.2357 | Auto | not specified | not specified | not specified | not specified | not specified | Conventional | PC | ACDG - Li-Ion Hybrid
AD5080 | IHS_ADA_0891B | AD5080 | ADA-Z2 | Mubi 1 & 2 |  | A Piece of Land Located within Federal Polytechnic Mubi Adamawa State | ADA-T5 | Kano | Adamawa | Gabriel Oliver | Makinde Akintunde | Femi Emmanuel Ojo | Isaac Solomon Kama |  | Abdulsalami Abdulraman | Titus Obaje | 16 KVA | ACDG | Outdoor | On Air | P4 | IHS Collo | IHSN | 10.2832 | 13.2856 | Auto | not specified | not specified | not specified | not specified | not specified | Conventional | Solar + PC | ACDG - Solar+Li-Ion Hybrid
AD2009 | IHS_ADA_0909B | AD2009 | ADA-Z1 | Jimeta/Geirei |  | A Piece of Land Located at Sabon Gari, Sangere Futy. Girei LGA, Adamawa State. | ADA-T1 | Kano | Adamawa | Sunday Katung | Adegboye Samuel | Femi Emmanuel Ojo | Isaac Solomon Kama |  | Abdulsalami Abdulraman | Titus Obaje | 22 KVA | ACDG | Outdoor | On Air | P4 | IHS Collo | IHSN | 9.3361 | 12.5091 | Auto | not specified | not specified | not specified | not specified | not specified | Conventional | Solar + PC | ACDG - Solar+Li-Ion Hybrid
AD2004 | IHS_ADA_0907B | AD2004 | ADA-Z1 | Jimeta/Geirei |  | A Piece of Land located at Adamawa State Polytechnic, Galadima Aminu Way, Yola, Adamawa State. | ADA-T1 | Kano | Adamawa | Sunday Katung | Adegboye Samuel | Femi Emmanuel Ojo | Isaac Solomon Kama |  | Abdulsalami Abdulraman | Titus Obaje | 22 KVA | ACDG | Outdoor | On Air | P4 | IHS Collo | IHSN | 9.2645 | 12.4476 | Auto | not specified | not specified | not specified | not specified | not specified | Conventional | Solar + PC | ACDG - Solar+Li-Ion Hybrid
T5270 | IHS_KEB_0750A | T5270 | KEB-Z1 | Yauri/Zuru | B600 | ZURU, KEBBI STATE. | KEB-T32 | Kano | Kebbi | Mustapha Salaudeen | Adejo John Excellence | Ibrahim Danjuma Akut | Abdulsalam Abdulfatah Omeizza |  | Abdulsalami Abdulraman | Titus Obaje | 30 KVA | ACDG | Indoor | On Air | P1 | INT-Secondary | INT | 11.4251 | 5.2389 | Manual | not specified | not specified | not specified | not specified | not specified | Conventional | Generator Only | ACDG - Conventional
AD0023 | IHS_ADA_0914B | AD0023 | ADA-Z2 | Gombi |  | A Piece of Land located at Pela Town, Hong LGA, Adamawa State. | ADA-T4 | Kano | Adamawa | Kazzah Yanshiyi Timothy | Makinde Akintunde | Femi Emmanuel Ojo | Isaac Solomon Kama |  | Abdulsalami Abdulraman | Titus Obaje | 45 KVA | ACDG | Outdoor | On Air | P4 | IHS Collo | IHSN | 10.1464 | 12.9275 | Auto | not specified | not specified | not specified | not specified | not specified | Conventional | Solar + PC | ACDG - Solar+Li-Ion Hybrid
AD0059 | IHS_ADA_0010B | AD0059 | ADA-Z1 | Jimeta/Geirei |  | lying at Tafare buhu beside Nyse Camp girei LGA, Adamawa State | ADA-T1 | Kano | Adamawa | Sunday Katung | Adegboye Samuel | Femi Emmanuel Ojo | Isaac Solomon Kama |  | Abdulsalami Abdulraman | Titus Obaje | 15 KVA | ACDG | Outdoor | On Air | P3 | IHS Collo | IHSN | 9.318 | 12.4493 | Auto | not specified | not specified | not specified | not specified | not specified | Conventional | Grid + Solar + PC | ACDG - Grid+Solar+Li-Ion Hybrid
KN0027 | IHS_KAN_0948A | KN0027 | JIG-Z1 | Duste |  | LGA SECRETARIAT ROAD,TAKAI, KANO STATE | JIG-T1 | Kano | Kano | Eniola Lawrence | Auwal Muhammad | Tunde Badmus | Bilal Mohammed |  | Abdulsalami Abdulraman | Titus Obaje | 22 KVA | ACDG | Outdoor | On Air | P3 | INT-Secondary | INT | 11.5631 | 9.1081 | Auto | not specified | not specified | not specified | not specified | not specified | Conventional | Grid + PC | ACDG - Grid+Li-Ion Hybrid
KT1507 | IHS_KAT_0949C | KT1507 | KAT-Z1 | 0 |  | A piece of land located at Block Industry, Adjacent NYSC Orientation Camp, Opposite Dikko Estate, Mani Road, Katsina. | KAT-T1 | Kano | Katsina | Mathew Olakiitan | Abubakar Saidu | Tunde Badmus | Muhammed Adamu Said |  | Abdulsalami Abdulraman | Titus Obaje | 20 KVA | ACDG | Outdoor | On Air | P3 | INT Collo | INT | 12.9667 | 7.6475 | Auto | not specified | not specified | not specified | not specified | not specified | Conventional | Solar + PC | ACDG - Solar+Li-Ion Hybrid
AD4997 | IHS_MUB_0002B | AD4997 | ADA-Z2 | Mubi 1 & 2 |  | Alh. Hamisu Mamman Bai's Premises, Kwaccam-Nassarawo Ward, Mubi South LGA, Adamawa State | ADA-T5 | Kano | Adamawa | Gabriel Oliver | Makinde Akintunde | Femi Emmanuel Ojo | Isaac Solomon Kama |  | Abdulsalami Abdulraman | Titus Obaje | 22 KVA | ACDG | Outdoor | On Air | P3 | IHS Collo | IHSN | 10.2558 | 13.2787 | Auto | not specified | not specified | not specified | not specified | not specified | Conventional | Solar + PC | ACDG - Solar+Li-Ion Hybrid
AD0042 | IHS_ADA_0831A | AD0042 | ADA-Z1 | Yola |  | Behind Fed.Secretariat,Yola | ADA-T2 | Kano | Adamawa | Titus Oke Adeleke | Adegboye Samuel | Femi Emmanuel Ojo | Isaac Solomon Kama |  | Abdulsalami Abdulraman | Titus Obaje | 16 KVA | ACDG | Outdoor | On Air | P4 | INT-Secondary | INT | 9.2483 | 12.4616 | Auto | not specified | not specified | not specified | not specified | not specified | Conventional | Solar + PC | ACDG - Solar+Li-Ion Hybrid
JG3422 | IHS_JIG_0033B | JG3422 | JIG-Z1 | Ringim |  | Piece Of Land Locate In Aseyaya Taora Town, Jigawa State. | JIG-T3 | Kano | Jigawa | Ibrahim Adebayo | Auwal Muhammad | Tunde Badmus | Ali Muhammad Kwairanga |  | Abdulsalami Abdulraman | Titus Obaje | 20 KVA | ACDG | Outdoor | On Air | P4 | IHS Collo | IHSN | 12.3193 | 9.2022 | Auto | not specified | not specified | not specified | not specified | not specified | Conventional | PC | ACDG - Li-Ion Hybrid
KT2907 | IHS_KAT_0038B | KT2907 | KAT-Z1 | 0 |  | Ruma Town, Batsari LGA, Katsina State. | KAT-T2 | Kano | Katsina | Abdulraheem Hameed | Abubakar Saidu | Tunde Badmus | Muhammed Adamu Said |  | Abdulsalami Abdulraman | Titus Obaje | 15 KVA | ACDG | Outdoor | On Air | P4 | IHS Collo | IHSN | 12.8621 | 7.2345 | Manual | not specified | not specified | not specified | not specified | not specified | Conventional | Generator Only | ACDG - Conventional
KT0074 | IHS_KAT_0009B | IHS_KAT_0009B | KAT-Z1 | 0 |  | MAGAMA T-JUNCTION, OPPOSITE COMPREHENSIVE HEALTH CLINIC, JIBIYA, KATSINA STATE. | KAT-T2 | Kano | Katsina | Abimbola | Abubakar Saidu | Tunde Badmus | Muhammed Adamu Said |  | Abdulsalami Abdulraman | Titus Obaje | 15 KVA | ACDG | Outdoor | On Air | P2 | IHS Collo | IHSN | 13.1081 | 7.2665 | Manual | not specified | not specified | not specified | not specified | not specified | Conventional | Generator Only | ACDG - Conventional
AD0592 | IHS_ADA_1009B | AD0592 | ADA-Z1 | Yola |  | LOCATED AT OPPOSITE NADI INTERNATIONAL SCHOOL, DOUGIREI GRA, YOLA, ADAMAWA STATE. | ADA-T2 | Kano | Adamawa | Titus Oke Adeleke | Adegboye Samuel | Femi Emmanuel Ojo | Isaac Solomon Kama |  | Abdulsalami Abdulraman | Titus Obaje | 22 KVA | ACDG | Outdoor | On Air | P3 | IHS Collo | IHSN | 9.2427 | 12.4655 | Auto | not specified | not specified | not specified | not specified | not specified | Conventional | PC | ACDG - Li-Ion Hybrid
KB0468 | IHS_KEB_0930B | KB0468 | KEB-Z1 | Yauri/Zuru |  | A Piece of land at central motor park, opp NURT Office, Bena Town, Kebbi State. | KEB-T32 | Kano | Kebbi | Mustapha Salaudeen | Adejo John Excellence | Ibrahim Danjuma Akut | Abdulsalam Abdulfatah Omeizza |  | Abdulsalami Abdulraman | Titus Obaje | 20 KVA | ACDG | Outdoor | On Air | P3 | IHS Collo | IHSN | 11.4001 | 5.4798 | Auto | not specified | not specified | not specified | not specified | not specified | Conventional | PC | ACDG - Li-Ion Hybrid
KT3009 | IHS_KAT_0012V | KT3009 | KAT-Z1 | 0 |  | No. 15 Matazu Crescent, Plot 3/8 Kofa Kaura, New Layout, Katsina State. | KAT-T1 | Kano | Katsina | Abimbola | Abubakar Saidu | Tunde Badmus | Muhammed Adamu Said |  | Abdulsalami Abdulraman | Titus Obaje | 15 KVA | ACDG | Outdoor | On Air | P4 | IHS Collo | IHSN | 12.97 | 7.6219 | Auto | not specified | not specified | not specified | not specified | not specified | Conventional | Grid + PC | ACDG - Grid+Li-Ion Hybrid
AD0077 | IHS_ADA_0046B | AD0077 | ADA-Z1 | Yola |  | A plot of Land at Leko Drive Eight Unit Jimeta Yola Adamawa State | ADA-T2 | Kano | Adamawa | Titus Oke Adeleke | Adegboye Samuel | Femi Emmanuel Ojo | Isaac Solomon Kama |  | Abdulsalami Abdulraman | Titus Obaje | 15 KVA | ACDG | Outdoor | On Air | P2 | IHS Collo | IHSN | 9.2373 | 12.4651 | Auto | not specified | not specified | not specified | not specified | not specified | Conventional | Solar + PC | ACDG - Solar+Li-Ion Hybrid
AD0073 | IHS_MUB_0001B | AD0073 | ADA-Z2 | Mubi 1 & 2 | B3143 | Gaya B Ward, Tik Junction, Ahmadu Bello Way, Mubi South LGA, Adamawa State | ADA-T5 | Kano | Adamawa | Gabriel Oliver | Makinde Akintunde | Femi Emmanuel Ojo | Isaac Solomon Kama |  | Abdulsalami Abdulraman | Titus Obaje | 22 KVA | ACDG | Outdoor | On Air | P1 | IHS Collo | IHSN | 10.2555 | 13.2599 | Auto | not specified | not specified | not specified | not specified | not specified | Conventional | Solar + PC | ACDG - Solar+Li-Ion Hybrid
KB0453 | IHS_KEB_0929B | KB0453 | KEB-Z1 | Yauri/Zuru | A658 | Hiya Fada Jandutsi town, Andutse, Jandutsi Ward Jega LGA Kebbi State. | KEB-T32 | Kano | Kebbi | Mustapha Salaudeen | Adejo John Excellence | Ibrahim Danjuma Akut | Abdulsalam Abdulfatah Omeizza |  | Abdulsalami Abdulraman | Titus Obaje | 20 KVA | ACDG | Outdoor | On Air | P3 | IHS Collo | IHSN | 11.2911 | 5.9452 | Auto | not specified | not specified | not specified | not specified | not specified | Conventional | PC | ACDG - Li-Ion Hybrid
KT2504 | IHS_KAT_0053B | KT2504 | KAT-Z1 | 0 |  | A piece of land in Wagini Town, Batsari LGA, Katsina state. | KAT-T2 | Kano | Katsina | Abdulraheem Hameed | Abubakar Saidu | Tunde Badmus | Muhammed Adamu Said |  | Abdulsalami Abdulraman | Titus Obaje | 20 KVA | ACDG | Outdoor | On Air | P3 | IHS Collo | IHSN | 12.69 | 7.2042 | Manual | not specified | not specified | not specified | not specified | not specified | Conventional | Generator Only | ACDG - Conventional
AD2013 | IHS_ADA_0001B | AD2013 | ADA-Z1 | Yola |  | Yolde Pate, Yola South LGA Adamawa State | ADA-T2 | Kano | Adamawa | Titus Oke Adeleke | Adegboye Samuel | Femi Emmanuel Ojo | Isaac Solomon Kama |  | Abdulsalami Abdulraman | Titus Obaje | 20 KVA | ACDG | Outdoor | On Air | P1 | IHS Collo | IHSN | 9.21 | 12.4641 | Manual | not specified | not specified | not specified | not specified | not specified | Conventional | Generator Only | ACDG - Conventional
KT2908 | IHS_KAT_0034B | KT2908 | KAT-Z1 | 0 |  | Wagini Village, Batsari LGA, Katsina State | KAT-T2 | Kano | Katsina | Abdulraheem Hameed | Abubakar Saidu | Tunde Badmus | Muhammed Adamu Said |  | Abdulsalami Abdulraman | Titus Obaje | 15 KVA | ACDG | Outdoor | On Air | P4 | IHS Collo | IHSN | 12.6879 | 7.1937 | Manual | not specified | not specified | not specified | not specified | not specified | Conventional | Generator Only | ACDG - Conventional
KB3903 | IHS_KEB_0019B | KB3903 | KEB-Z1 | Yauri/Zuru |  | Behind central Mosque, off Samia-Illo road, Kali, Bagudo LGA, Kebbi state | KEB-T2 | Kano | Kebbi | Abdullahi Lawal Audi | Adejo John Excellence | Ibrahim Danjuma Akut | Abdulsalam Abdulfatah Omeizza |  | Abdulsalami Abdulraman | Titus Obaje | 20 KVA | ACDG | Outdoor | On Air | P4 | IHS Collo | IHSN | 11.4828 | 3.7145 | Manual | not specified | not specified | not specified | not specified | not specified | Conventional | Generator Only | ACDG - Conventional
AD5652 | IHS_ADA_0814A | AD5652 | ADA-Z1 | Jimeta/Geirei | B600 | KOFARE INDUSTRIAL AREA, JIMETA, YOLA, ADAMAWA | ADA-T1 | Kano | Adamawa | Sunday Katung | Adegboye Samuel | Femi Emmanuel Ojo | Isaac Solomon Kama |  | Abdulsalami Abdulraman | Titus Obaje | 30 KVA | ACDG | Indoor | On Air | P1 | INT-Secondary | INT | 9.2698 | 12.4142 | Auto | not specified | not specified | not specified | not specified | not specified | Conventional | Grid | ACDG - Grid (with BUB)
KT0531 | IHS_KAT_0993B | KT0531 | KAT-Z1 | 0 |  | Dutsen Safe, Kofar Gabas, Kaita LGA, katsina State | KAT-T1 | Kano | Katsina | Abimbola | Abubakar Saidu | Tunde Badmus | Muhammed Adamu Said |  | Abdulsalami Abdulraman | Titus Obaje | 20 KVA | ACDG | Outdoor | On Air | P3 | IHS Collo | IHSN | 13.0719 | 7.6179 | Auto | not specified | not specified | not specified | not specified | not specified | Conventional | PC | ACDG - Li-Ion Hybrid
AD4500 | IHS_ADA_0002B | AD4500 | ADA-Z1 | Yola |  | Yulde Pate Jalingo, Yola South, Yola State | ADA-T2 | Kano | Adamawa | Titus Oke Adeleke | Adegboye Samuel | Femi Emmanuel Ojo | Isaac Solomon Kama |  | Abdulsalami Abdulraman | Titus Obaje | 16 KVA | ACDG | Outdoor | On Air | P3 | IHS Collo | IHSN | 9.2079 | 12.4438 | Auto | not specified | not specified | not specified | not specified | not specified | Conventional | Grid + Solar + PC | ACDG - Grid+Solar+Li-Ion Hybrid
T5130 | IHS_ADA_0758A | T5130 | ADA-Z2 | Mubi 1 & 2 | B3143 | ZAS TECHNOLOGIES, MUBI, ADAMAWA | ADA-T5 | Kano | Adamawa | Gabriel Oliver | Makinde Akintunde | Femi Emmanuel Ojo | Isaac Solomon Kama |  | Abdulsalami Abdulraman | Titus Obaje | 22 KVA | ACDG | Indoor | On Air | P1 | INT-Secondary | INT | 10.2649 | 13.2611 | Manual | not specified | not specified | not specified | not specified | not specified | Conventional | Generator Only | ACDG - Conventional
KN1600 | IHS_KAN_1016A | KN1600 | JIG-Z1 | Ringim |  | UNGUWAR BORI, AJINGI, KANO STATE. | JIG-T3 | Kano | Kano | Eniola Lawrence | Auwal Muhammad | Tunde Badmus | Bilal Mohammed |  | Abdulsalami Abdulraman | Titus Obaje | 16 KVA | ACDG | Outdoor | On Air | P4 | INT-Secondary | INT | 11.9683 | 9.0385 | Auto | not specified | not specified | not specified | not specified | not specified | Conventional | PC | ACDG - Li-Ion Hybrid
KT2526 | IHS_KAT_0051B | KT2526 | KAT-Z1 | 0 |  | Mono Marwa Village, Ingawa LGA, Katsina State. | KAT-T3 | Kano | Katsina | Usman Sale | Abubakar Saidu | Tunde Badmus | Muhammed Adamu Said |  | Abdulsalami Abdulraman | Titus Obaje | 15 KVA | ACDG | Outdoor | On Air | P4 | IHS Collo | IHSN | 12.5459 | 8.0648 | Auto | not specified | not specified | not specified | not specified | not specified | Conventional | Solar + PC | ACDG - Solar+Li-Ion Hybrid
AD0598 | IHS_ADA_1010B | AD0598 | ADA-Z1 | Jimeta/Geirei | A658 | A Piece of land behind PZ, Damilu Area, Jimeta, Adamawa State. | ADA-T1 | Kano | Adamawa | Sunday Katung | Adegboye Samuel | Femi Emmanuel Ojo | Isaac Solomon Kama |  | Abdulsalami Abdulraman | Titus Obaje | 22 KVA | ACDG | Outdoor | On Air | P3 | IHS Collo | IHSN | 9.2735 | 12.4191 | Auto | not specified | not specified | not specified | not specified | not specified | Conventional | PC | ACDG - Li-Ion Hybrid
KB0032 | IHS_KEB_0845B | KB0032 | KEB-Z1 | Yauri/Zuru | A658 | A Piece of Land Located at Nasarawa Road, Lolo Village, Bagudo LGA, Kebbi State | KEB-T2 | Kano | Kebbi | Abdullahi Lawal Audi | Adejo John Excellence | Ibrahim Danjuma Akut | Abdulsalam Abdulfatah Omeizza |  | Abdulsalami Abdulraman | Titus Obaje | 30 KVA | ACDG | Outdoor | On Air | P3 | IHS Collo | IHSN | 11.6503 | 3.6088 | Auto | not specified | not specified | not specified | not specified | not specified | Conventional | Solar + PC | ACDG - Solar+Li-Ion Hybrid
AD0608 | IHS_ADA_1029B | AD0608 | ADA-Z1 | Numan |  | A PIECE OF LAND LOCATED AT NASARAWO DAMSA, ALONG NUMAN- YOLA ROAD, DAMSA LGA, ADAMAWA STATE. | ADA-T3 | Kano | Adamawa | Victor Idakwo | Adegboye Samuel | Femi Emmanuel Ojo | Isaac Solomon Kama |  | Abdulsalami Abdulraman | Titus Obaje | 20 KVA | ACDG | Outdoor | On Air | P3 | IHS Collo | IHSN | 9.4575 | 12.047 | Auto | not specified | not specified | not specified | not specified | not specified | Conventional | PC | ACDG - Li-Ion Hybrid
T5123 | IHS_ADA_0753A | T5123 | ADA-Z1 | Yola | B400 | NIPOST YOLA, SOKOTO | ADA-T2 | Kano | Adamawa | Titus Oke Adeleke | Adegboye Samuel | Femi Emmanuel Ojo | Isaac Solomon Kama |  | Abdulsalami Abdulraman | Titus Obaje | 22 KVA | ACDG | Indoor | On Air | P1 | INT-Secondary | INT | 9.2003 | 12.4836 | Auto | not specified | not specified | not specified | not specified | not specified | Conventional | Grid | ACDG - Grid (with BUB)
AD2001 | IHS_ADA_0905B | AD2001 | ADA-Z1 | Jimeta/Geirei |  | A Piece of Land located at No. 14, Dasin Road, Damilu Ward, Jimeta, Yola North LGA, Adamawa State. | ADA-T1 | Kano | Adamawa | Sunday Katung | Adegboye Samuel | Femi Emmanuel Ojo | Isaac Solomon Kama |  | Abdulsalami Abdulraman | Titus Obaje | 22 KVA | ACDG | Outdoor | On Air | P4 | IHS Collo | IHSN | 9.2714 | 12.4202 | Auto | not specified | not specified | not specified | not specified | not specified | Conventional | Solar + PC | ACDG - Solar+Li-Ion Hybrid
AD4926 | IHS_ADA_0032B | AD4926 | ADA-Z1 | Numan |  | LYNN NATHAN STREET, NASARAWO, NUMAN L.G.A, ADAMAWA STATE. | ADA-T3 | Kano | Adamawa | Victor Idakwo | Adegboye Samuel | Femi Emmanuel Ojo | Isaac Solomon Kama |  | Abdulsalami Abdulraman | Titus Obaje | 20 KVA | ACDG | Outdoor | On Air | P3 | IHS Collo | IHSN | 9.4588 | 12.0413 | Auto | not specified | not specified | not specified | not specified | not specified | Conventional | Solar + PC | ACDG - Solar+Li-Ion Hybrid
KB0002 | IHS_KEB_0783A | KB0002 | KEB-Z1 | Yauri/Zuru |  | Unguwar Asibiti, Mahuta | KEB-T32 | Kano | Kebbi | Mustapha Salaudeen | Adejo John Excellence | Ibrahim Danjuma Akut | Abdulsalam Abdulfatah Omeizza |  | Abdulsalami Abdulraman | Titus Obaje | 22 KVA | ACDG | Outdoor | On Air | P2 | INT-Secondary | INT | 11.5507 | 4.9855 | Auto | not specified | not specified | not specified | not specified | not specified | Conventional | PC | ACDG - Li-Ion Hybrid
KT2522 | IHS_KAT_0022B | KT2522 | KAT-Z1 | 0 | B3143 | UNGUWAR KAURA QUARTERS, DANGAMAU TOWN, KUSADA LGA, KATSINA STATE. | KAT-T3 | Kano | Katsina | Usman Sale | Abubakar Saidu | Tunde Badmus | Muhammed Adamu Said |  | Abdulsalami Abdulraman | Titus Obaje | 15 KVA | ACDG | Outdoor | On Air | P1 | IHS Collo | IHSN | 12.4982 | 7.9345 | Auto | not specified | not specified | not specified | not specified | not specified | Conventional | Grid + PC | ACDG - Grid+Li-Ion Hybrid
AD2010 | IHS_ADA_0906B | AD2010 | ADA-Z1 | Numan |  | A Piece of Land located at Fire Service Area, off Yola Round-About, Numan, Adamawa State. | ADA-T3 | Kano | Adamawa | Victor Idakwo | Adegboye Samuel | Femi Emmanuel Ojo | Isaac Solomon Kama |  | Abdulsalami Abdulraman | Titus Obaje | 15 KVA | ACDG | Outdoor | On Air | P4 | IHS Collo | IHSN | 9.4688 | 12.0342 | Auto | not specified | not specified | not specified | not specified | not specified | Conventional | Solar + PC | ACDG - Solar+Li-Ion Hybrid
AD2011 | IHS_ADA_0910B | AD2011 | ADA-Z1 | Numan |  | Ngbalang Quarters, Behind LCCN Church, Ngbalang - Numan, Adamawa State. | ADA-T3 | Kano | Adamawa | Victor Idakwo | Adegboye Samuel | Femi Emmanuel Ojo | Isaac Solomon Kama |  | Abdulsalami Abdulraman | Titus Obaje | 15 KVA | ACDG | Outdoor | On Air | P3 | IHS Collo | IHSN | 9.5182 | 12.0222 | Auto | not specified | not specified | not specified | not specified | not specified | Conventional | Solar + PC | ACDG - Solar+Li-Ion Hybrid
KT2525 | IHS_KAT_0048B | KT2525 | KAT-Z1 | 0 | B3143 | Muwashi Village, Muwashi, Kudasa, Katsina State. | KAT-T3 | Kano | Katsina | Usman Sale | Abubakar Saidu | Tunde Badmus | Muhammed Adamu Said |  | Abdulsalami Abdulraman | Titus Obaje | 15 KVA | ACDG | Outdoor | On Air | P1 | IHS Collo | IHSN | 12.5208 | 8.0483 | Auto | not specified | not specified | not specified | not specified | not specified | Conventional | PC | ACDG - Li-Ion Hybrid
AD4905 | IHS_MUB_0004B | AD4905 | ADA-Z2 | Mubi 1 & 2 |  | Behind Mubi II, Pry Sch., Mubi South LGA, Adamawa State | ADA-T5 | Kano | Adamawa | Gabriel Oliver | Makinde Akintunde | Femi Emmanuel Ojo | Isaac Solomon Kama |  | Abdulsalami Abdulraman | Titus Obaje | 15 KVA | ACDG | Outdoor | On Air | P3 | IHS Collo | IHSN | 10.26 | 13.2598 | Auto | not specified | not specified | not specified | not specified | not specified | Conventional | Solar + PC | ACDG - Solar+Li-Ion Hybrid
B6256 | IHS_ADA_0739E | B6256 | ADA-Z2 | Mubi 1 & 2 | A231 | YELWA SABON PEGII STREET, OFF MAIHA ROAD, MUBI LGA, ADAMAWA STATE. | ADA-T5 | Kano | Adamawa | Gabriel Oliver | Makinde Akintunde | Femi Emmanuel Ojo | Isaac Solomon Kama |  | Abdulsalami Abdulraman | Titus Obaje | 22 KVA | ACDG | Outdoor | On Air | P1 | EMTS-SLB 2116 | IHSN | 10.2665 | 13.2533 | Auto | not specified | not specified | not specified | not specified | not specified | Conventional | Solar + PC | ACDG - Solar+Li-Ion Hybrid
AD0597 | IHS_ADA_1028B | AD0597 | ADA-Z2 | Gombi |  | A PIECE OF LAND LOCATED AT UNGUWAN JAURO, BABAYO INUWA, MUCHALLA, GOMBI, GOMBILGA, ADAMAWA STATE. | ADA-T4 | Kano | Adamawa | Kazzah Yanshiyi Timothy | Makinde Akintunde | Femi Emmanuel Ojo | Isaac Solomon Kama |  | Abdulsalami Abdulraman | Titus Obaje | 20 KVA | ACDG | Outdoor | On Air | P3 | IHS Collo | IHSN | 10.1188 | 12.7047 | Auto | not specified | not specified | not specified | not specified | not specified | Conventional | PC | ACDG - Li-Ion Hybrid
AD0026 | IHS_ADA_0838A | AD0026 | ADA-Z1 | Yola |  | WURO CHAKKE, YOLA LGA, ADAMAWA | ADA-T2 | Kano | Adamawa | Titus Oke Adeleke | Adegboye Samuel | Femi Emmanuel Ojo | Isaac Solomon Kama |  | Abdulsalami Abdulraman | Titus Obaje | 22 KVA | ACDG | Outdoor | On Air | P2 | INT-Secondary | INT | 9.2044 | 12.5157 | Auto | not specified | not specified | not specified | not specified | not specified | Conventional | Grid + Solar + PC | ACDG - Grid+Solar+Li-Ion Hybrid
AD0091 | IHS_ADA_0024B | AD0091 | ADA-Z1 | Jimeta/Geirei |  | Ngassanga Town, Namtari District, Beside Atiku Abubakar Farm, Opposite AFCOT Ltd., Along Numan-Yola South LGA, Adamawa State | ADA-T1 | Kano | Adamawa | Sunday Katung | Adegboye Samuel | Femi Emmanuel Ojo | Isaac Solomon Kama |  | Abdulsalami Abdulraman | Titus Obaje | 16 KVA | ACDG | Outdoor | On Air | P4 | IHS Collo | IHSN | 9.3429 | 12.2104 | Auto | not specified | not specified | not specified | not specified | not specified | Conventional | Solar + PC | ACDG - Solar+Li-Ion Hybrid
T5146 | IHS_ADA_0761A | T5146 | ADA-Z1 | Yola | B500 | COURT ROAD, WURO HAUSA YOLA, ADAMAWA STATE. | ADA-T2 | Kano | Adamawa | Titus Oke Adeleke | Adegboye Samuel | Femi Emmanuel Ojo | Isaac Solomon Kama |  | Abdulsalami Abdulraman | Titus Obaje | 20 KVA | ACDG | Indoor | On Air | P1 | INT-Secondary | INT | 9.2042 | 12.4962 | Auto | not specified | not specified | not specified | not specified | not specified | Conventional | Grid | ACDG - Grid (with BUB)
B2462 | IHS_ADA_0720E | B2462 | ADA-Z2 | Gombi |  | A Piece of land at Golantabal village, Song LG. Adamawa state | ADA-T4 | Kano | Adamawa | Kazzah Yanshiyi Timothy | Makinde Akintunde | Femi Emmanuel Ojo | Isaac Solomon Kama |  | Abdulsalami Abdulraman | Titus Obaje | 22 KVA | ACDG | Outdoor | On Air | P1 | EMTS-SLB 2116 | IHSN | 10.0203 | 12.6577 | Auto | not specified | not specified | not specified | not specified | not specified | Conventional | Solar + PC | ACDG - Solar+Li-Ion Hybrid
AD0622 | IHS_ADA_1012B | AD0622 | ADA-Z1 | Yola |  | A Piece of land at Mafiyas Quarters Opposite FNS, Yola, Adamawa State. | ADA-T2 | Kano | Adamawa | Titus Oke Adeleke | Adegboye Samuel | Femi Emmanuel Ojo | Isaac Solomon Kama |  | Abdulsalami Abdulraman | Titus Obaje | 20 KVA | ACDG | Outdoor | On Air | P3 | IHS Collo | IHSN | 9.1983 | 12.4907 | Auto | not specified | not specified | not specified | not specified | not specified | Conventional | PC | ACDG - Li-Ion Hybrid
AD5507 | IHS_ADA_0802A | AD5507 | ADA-Z1 | Numan | B600 | KOLA VILLAGE, KWARI GUYUK LGA, ADAMAWA | ADA-T3 | Kano | Adamawa | Victor Idakwo | Adegboye Samuel | Femi Emmanuel Ojo | Isaac Solomon Kama |  | Abdulsalami Abdulraman | Titus Obaje | 20 KVA | ACDG | Indoor | On Air | P1 | INT-Secondary | INT | 9.7189 | 11.9539 | Manual | not specified | not specified | not specified | not specified | not specified | Conventional | Generator Only | ACDG - Conventional
T5128 | IHS_ADA_0767A | T5128 | ADA-Z1 | Jimeta/Geirei | B400 | AFCOTT BASE HILL, NGURORE, ADAMAWA STATE. | ADA-T1 | Kano | Adamawa | Sunday Katung | Adegboye Samuel | Femi Emmanuel Ojo | Isaac Solomon Kama |  | Abdulsalami Abdulraman | Titus Obaje | 60 KVA | ACDG | Indoor | On Air | P1 | INT-Secondary | INT | 9.32 | 12.2311 | Manual | not specified | not specified | not specified | not specified | not specified | Conventional | Generator Only | ACDG - Conventional
AD5040 | IHS_ADA_0895B | AD5040 | ADA-Z1 | Yola |  | A Piece of Land Located at Federal Medical Centre, Yola South LGA, Adamawa | ADA-T2 | Kano | Adamawa | Titus Oke Adeleke | Adegboye Samuel | Femi Emmanuel Ojo | Isaac Solomon Kama |  | Abdulsalami Abdulraman | Titus Obaje | 22 KVA | ACDG | Outdoor | On Air | P3 | IHS Collo | IHSN | 9.1946 | 12.4924 | Auto | not specified | not specified | not specified | not specified | not specified | Conventional | Solar + PC + In-Cell | ACDG - Solar+Li-Ion Hybrid
AD0081 | IHS_ADA_0012B | AD0081 | ADA-Z2 | Gombi |  | FADDE BABAL WARD, SONG, SONG LGA, ADAMAWA STATE | ADA-T4 | Kano | Adamawa | Kazzah Yanshiyi Timothy | Makinde Akintunde | Femi Emmanuel Ojo | Isaac Solomon Kama |  | Abdulsalami Abdulraman | Titus Obaje | 22 KVA | ACDG | Outdoor | On Air | P3 | IHS Collo | IHSN | 9.8273 | 12.6201 | Auto | not specified | not specified | not specified | not specified | not specified | Conventional | Solar + PC | ACDG - Solar+Li-Ion Hybrid
AD2008 | IHS_ADA_0903B | AD2008 | ADA-Z2 | Gombi |  | A Piece of Land Located at Hospital Road, Behind Shopping Complex, Song LGA, Adamawa State. | ADA-T4 | Kano | Adamawa | Kazzah Yanshiyi Timothy | Makinde Akintunde | Femi Emmanuel Ojo | Isaac Solomon Kama |  | Abdulsalami Abdulraman | Titus Obaje | 16 KVA | ACDG | Outdoor | On Air | P4 | IHS Collo | IHSN | 9.82 | 12.6198 | Auto | not specified | not specified | not specified | not specified | not specified | Conventional | Solar + PC + In-Cell | ACDG - Solar+Li-Ion Hybrid
AD0027 | IHS_ADA_0026B | AD0027 | ADA-Z1 | Yola |  | Wuro Yanka, Yola South LGA, Adamawa state | ADA-T2 | Kano | Adamawa | Titus Oke Adeleke | Adegboye Samuel | Femi Emmanuel Ojo | Isaac Solomon Kama |  | Abdulsalami Abdulraman | Titus Obaje | 16 KVA | ACDG | Outdoor | On Air | P3 | IHS Collo | IHSN | 9.2916 | 12.2326 | Auto | not specified | not specified | not specified | not specified | not specified | Conventional | Solar + PC | ACDG - Solar+Li-Ion Hybrid
T5502 | IHS_ADA_0803A | T5502 | ADA-Z1 | Numan | B500 | UNION BANK GUYUK, GUYUK LGA, ADAMAWA | ADA-T3 | Kano | Gombe | Victor Idakwo | Adegboye Samuel | Femi Emmanuel Ojo | Isaac Solomon Kama |  | Abdulsalami Abdulraman | Titus Obaje | 15 KVA | ACDG | Outdoor | On Air | P1 | INT-Secondary | INT | 9.9119 | 11.9331 | Auto | not specified | not specified | not specified | not specified | not specified | Conventional | Solar + PC | ACDG - Solar+Li-Ion Hybrid
AD0006 | IHS_ADA_0817A | AD0006 | ADA-Z2 | Gombi |  | BURAWO PRIMARY SCHOOL,SONG | ADA-T4 | Kano | Adamawa | Kazzah Yanshiyi Timothy | Makinde Akintunde | Femi Emmanuel Ojo | Isaac Solomon Kama |  | Abdulsalami Abdulraman | Titus Obaje | 16 KVA | ACDG | Indoor | On Air | P4 | INT-Secondary | INT | 9.8149 | 12.6177 | Manual | not specified | not specified | not specified | not specified | not specified | Conventional | Generator Only | ACDG - Conventional
AD4943 | IHS_MUB_0006B | AD4943 | ADA-Z2 | Mubi 1 & 2 |  | Behind Dekit, Off Maiha Rd., Mubi South, Adamawa State | ADA-T5 | Kano | Adamawa | Gabriel Oliver | Makinde Akintunde | Femi Emmanuel Ojo | Isaac Solomon Kama |  | Abdulsalami Abdulraman | Titus Obaje | 16 KVA | ACDG | Outdoor | On Air | P3 | IHS Collo | IHSN | 10.2561 | 13.2514 | Auto | not specified | not specified | not specified | not specified | not specified | Conventional | Solar + PC | ACDG - Solar+Li-Ion Hybrid
AD5008 | IHS_ADA_0894B | AD5008 | ADA-Z1 | Yola |  | A Piece of Land located at Madibo Mahmud Street, Opp Yola Central Mosque, Yola, Adamawa State. | ADA-T2 | Kano | Adamawa | Titus Oke Adeleke | Adegboye Samuel | Femi Emmanuel Ojo | Isaac Solomon Kama |  | Abdulsalami Abdulraman | Titus Obaje | 22 KVA | ACDG | Outdoor | On Air | P3 | IHS Collo | IHSN | 9.2096 | 12.4786 | Auto | not specified | not specified | not specified | not specified | not specified | Conventional | Solar + PC | ACDG - Solar+Li-Ion Hybrid
KT2559 | IHS_KAT_0029B | KT2559 | KAT-Z1 | 0 |  | Piece of land at Shiyar Baken Kasuwa, Runka Town, Safana LGA, Katsina State. | KAT-T3 | Kano | Katsina | Usman Sale | Abubakar Saidu | Tunde Badmus | Muhammed Adamu Said |  | Abdulsalami Abdulraman | Titus Obaje | 16 KVA | ACDG | Outdoor | On Air | P3 | IHS Collo | IHSN | 12.4524 | 7.3054 | Auto | not specified | not specified | not specified | not specified | not specified | Conventional | Solar + PC | ACDG - Solar+Li-Ion Hybrid
AD0105 | IHS_ADA_0008B | AD0105 | ADA-Z2 | Gombi |  | Alh. Mani Loko plot of land at loko town, Song LGA. Adamawa State | ADA-T4 | Kano | Adamawa | Kazzah Yanshiyi Timothy | Makinde Akintunde | Femi Emmanuel Ojo | Isaac Solomon Kama |  | Abdulsalami Abdulraman | Titus Obaje | 16 KVA | ACDG | Outdoor | On Air | P3 | IHS Collo | IHSN | 9.7708 | 12.5831 | Auto | not specified | not specified | not specified | not specified | not specified | Conventional | Solar + PC | ACDG - Solar+Li-Ion Hybrid
AD5041 | IHS_ADA_0897B | AD5041 | ADA-Z1 | Yola |  | A Piece of land at Shagari Quarters, Phase 2 Yola South LGA, Adamawa. | ADA-T2 | Kano | Adamawa | Titus Oke Adeleke | Adegboye Samuel | Femi Emmanuel Ojo | Isaac Solomon Kama |  | Abdulsalami Abdulraman | Titus Obaje | 22 KVA | ACDG | Outdoor | On Air | P3 | IHS Collo | IHSN | 9.1828 | 12.4771 | Auto | not specified | not specified | not specified | not specified | not specified | Conventional | Solar + PC + In-Cell | ACDG - Solar+Li-Ion Hybrid
AD5618 | IHS_ADA_0810A | AD5618 | ADA-Z1 | Numan |  | SAVANNAH SUGAR FACTORY, NUMAN, ADAMAWA | ADA-T3 | Kano | Adamawa | Victor Idakwo | Adegboye Samuel | Femi Emmanuel Ojo | Isaac Solomon Kama |  | Abdulsalami Abdulraman | Titus Obaje | 15 KVA | ACDG | Outdoor | On Air | P3 | INT-Secondary | INT | 9.5861 | 11.9181 | Auto | not specified | not specified | not specified | not specified | not specified | Conventional | Solar + PC | ACDG - Solar+Li-Ion Hybrid
AD0040 | IHS_ADA_0015B | AD0040 | ADA-Z1 | Yola |  | Yola Rd., Opp NNPC Depot, Namtari Town, Yola South LGA, Adamawa State | ADA-T2 | Kano | Adamawa | Titus Oke Adeleke | Adegboye Samuel | Femi Emmanuel Ojo | Isaac Solomon Kama |  | Abdulsalami Abdulraman | Titus Obaje | 16 KVA | ACDG | Outdoor | On Air | P4 | IHS Collo | IHSN | 9.2837 | 12.311 | Auto | not specified | not specified | not specified | not specified | not specified | Conventional | Solar + PC | ACDG - Solar+Li-Ion Hybrid
KT2951 | IHS_KAT_0073B | KT2951 | KAT-Z1 | 0 | A658 | Turare Town, Dutsinma LGA, Katsina State. | KAT-T3 | Kano | Katsina | Usman Sale | Abubakar Saidu | Tunde Badmus | Muhammed Adamu Said |  | Abdulsalami Abdulraman | Titus Obaje | 15 KVA | ACDG | Outdoor | On Air | P3 | IHS Collo | IHSN | 12.3307 | 7.4596 | Manual | not specified | not specified | not specified | not specified | not specified | Conventional | Generator Only | ACDG - Conventional
AD2026 | IHS_ADA_0901B | AD2026 | ADA-Z1 | Numan |  | Piece of land located at Lafiya Town, Lamurde L.G.A, Adamawa State | ADA-T3 | Kano | Adamawa | Victor Idakwo | Adegboye Samuel | Femi Emmanuel Ojo | Isaac Solomon Kama |  | Abdulsalami Abdulraman | Titus Obaje | 15 KVA | ACDG | Outdoor | On Air | P4 | IHS Collo | IHSN | 9.6506 | 11.8165 | Auto | not specified | not specified | not specified | not specified | not specified | Conventional | Solar + PC | ACDG - Solar+Li-Ion Hybrid
AD4910 | IHS_ADA_0852C | AD4910 | ADA-Z1 | Yola |  | A Piece of land at Shagari Phase 2 Quarters,Yola town , Adamawa State | ADA-T2 | Kano | Adamawa | Titus Oke Adeleke | Adegboye Samuel | Femi Emmanuel Ojo | Isaac Solomon Kama |  | Abdulsalami Abdulraman | Titus Obaje | 16 KVA | ACDG | Outdoor | On Air | P4 | INT Collo | INT | 9.1832 | 12.4773 | Auto | not specified | not specified | not specified | not specified | not specified | Conventional | Solar + PC | ACDG - Solar+Li-Ion Hybrid
T5088 | IHS_KAN_0860A | T5088 | JIG-Z1 | Ringim | B400 | LOCAL GOVERNMENT SECRETARIAT ZAKIRIA, GABSAWA LGA, ZAKIRIA | JIG-T3 | Kano | Kano | Ibrahim Adebayo | Auwal Muhammad | Tunde Badmus | Bilal Mohammed |  | Abdulsalami Abdulraman | Titus Obaje | 30 KVA | ACDG | Indoor | On Air | P1 | INT-Secondary | INT | 12.0969 | 8.8869 | Manual | not specified | not specified | not specified | not specified | not specified | Conventional | Generator Only | ACDG - Conventional
B6546 | IHS_ADA_0742E | B6546 | ADA-Z1 | Numan |  | PIECE OF LAND AT LAFIA-LAMURDE TOWN, NUMAN-GOMBE ROAD, LAMURDE LGA, ADAMAWA STATE | ADA-T3 | Kano | Adamawa | Victor Idakwo | Adegboye Samuel | Femi Emmanuel Ojo | Isaac Solomon Kama |  | Abdulsalami Abdulraman | Titus Obaje | 15 KVA | ACDG | Outdoor | On Air | P3 | EMTS-SLB 2116 | IHSN | 9.6511 | 11.8219 | Auto | not specified | not specified | not specified | not specified | not specified | Conventional | Solar + PC | ACDG - Solar+Li-Ion Hybrid
AD4938 | IHS_ADA_0036B | AD4938 | ADA-Z1 | Yola |  | Eterna Oil And Gas ( Opposite Institute Of Legal Studies) No.11, Toungo Street, Yola South LGA, Adamawa State. | ADA-T2 | Kano | Adamawa | Titus Oke Adeleke | Adegboye Samuel | Femi Emmanuel Ojo | Isaac Solomon Kama |  | Abdulsalami Abdulraman | Titus Obaje | 16 KVA | ACDG | Outdoor | On Air | P3 | IHS Collo | IHSN | 9.2042 | 12.4851 | Auto | not specified | not specified | not specified | not specified | not specified | Conventional | Solar + PC | ACDG - Solar+Li-Ion Hybrid
T5503 | IHS_ADA_0789A | T5503 | ADA-Z1 | Numan |  | ALONG LAMURDE-TINGNO ROAD, MADON WARD LAMURDE LGA, ADAMAWA | ADA-T3 | Kano | Adamawa | Victor Idakwo | Adegboye Samuel | Femi Emmanuel Ojo | Isaac Solomon Kama |  | Abdulsalami Abdulraman | Titus Obaje | 22 KVA | ACDG | Outdoor | On Air | P3 | INT-Secondary | INT | 9.6014 | 11.7906 | Auto | not specified | not specified | not specified | not specified | not specified | Conventional | Solar + PC | ACDG - Solar+Li-Ion Hybrid
KN1066 | IHS_KAN_1380B | IHS_KAN_1380B | JIG-Z1 | Ringim |  | Chikawa Azare, Zakirai-Gabasawa road, Gabasawa LGA, Kano State | JIG-T3 | Kano | Kano | Ibrahim Adebayo | Auwal Muhammad | Tunde Badmus | Ali Muhammad Kwairanga |  | Abdulsalami Abdulraman | Titus Obaje | 20 KVA | ACDG | Outdoor | On Air | P4 | IHS Collo | IHSN | 12.1345 | 8.8939 | Auto | not specified | not specified | not specified | not specified | not specified | Conventional | PC | ACDG - Li-Ion Hybrid
AD2005 | IHS_ADA_0913B | AD2005 | ADA-Z1 | Numan |  | A Piece of Land located at Sangere Ward, Off Numan Road, Yola North LGA, Adamawa State. | ADA-T3 | Kano | Adamawa | Victor Idakwo | Adegboye Samuel | Femi Emmanuel Ojo | Isaac Solomon Kama |  | Abdulsalami Abdulraman | Titus Obaje | 16 KVA | ACDG | Outdoor | On Air | P3 | IHS Collo | IHSN | 9.2913 | 12.3449 | Auto | not specified | not specified | not specified | not specified | not specified | Conventional | Solar + PC | ACDG - Solar+Li-Ion Hybrid
AD0024 | IHS_ADA_0025B | AD0024 | ADA-Z1 | Yola |  | Piece of land at Njoboliyo Street, Damari Ward, Yola South L.G.A Adamawa State | ADA-T2 | Kano | Adamawa | Titus Oke Adeleke | Adegboye Samuel | Femi Emmanuel Ojo | Isaac Solomon Kama |  | Abdulsalami Abdulraman | Titus Obaje | 15 KVA | ACDG | Outdoor | On Air | P4 | IHS Collo | IHSN | 9.2125 | 12.4911 | Auto | not specified | not specified | not specified | not specified | not specified | Conventional | Grid + Solar + PC + In-Cell | ACDG - Grid+Solar+Li-Ion Hybrid
AD4501 | IHS_ADA_0011B | AD4501 | ADA-Z1 | Numan |  | Angwan Waja area, Tingno dutse Market area, Lamurde LGS. Tingno Dutse, Adamawa State. | ADA-T3 | Kano | Adamawa | Victor Idakwo | Adegboye Samuel | Femi Emmanuel Ojo | Isaac Solomon Kama |  | Abdulsalami Abdulraman | Titus Obaje | 15 KVA | ACDG | Outdoor | On Air | P4 | IHS Collo | IHSN | 9.5463 | 11.6945 | Auto | not specified | not specified | not specified | not specified | not specified | Conventional | Solar + PC | ACDG - Solar+Li-Ion Hybrid
AD5589 | IHS_ADA_0812A | AD5589 | ADA-Z1 | Yola | B3143 | ABUJA ROAD, YOLA TOWN, ADAMAWA STATE. | ADA-T2 | Kano | Adamawa | Titus Oke Adeleke | Adegboye Samuel | Femi Emmanuel Ojo | Isaac Solomon Kama |  | Abdulsalami Abdulraman | Titus Obaje | 20 KVA | ACDG | Outdoor | On Air | P1 | INT-Secondary | INT | 9.2176 | 12.4815 | Auto | not specified | not specified | not specified | not specified | not specified | Conventional | Grid + PC | ACDG - Grid+Li-Ion Hybrid
HT/NW/KA/002 | IHS_KAT_0921H | HT/NW/KA/002 | KAT-Z1 | 0 | B3143 | Safana Association, Katana, Katsina State | KAT-T3 | Kano | Katsina | Usman Sale | Abubakar Saidu | Tunde Badmus | Muhammed Adamu Said |  | Abdulsalami Abdulraman | Titus Obaje | 20 KVA | ACDG | Indoor | On Air | P1 | ITNG | ITNG | 12.4117 | 7.4155 | Manual | not specified | not specified | not specified | not specified | not specified | Conventional | Generator Only | ACDG - Conventional
T1927 | IHS_TAR_0759A | T1927 | ADA-Z1 | Numan |  | LAKAN TOWN, TARABA STATE | ADA-T3 | Kano | Adamawa | Victor Idakwo | Adegboye Samuel | Femi Emmanuel Ojo | Isaac Solomon Kama |  | Abdulsalami Abdulraman | Titus Obaje | 15 KVA | ACDG | Outdoor | On Air | P4 | INT-Secondary | INT | 9.5369 | 11.645 | Auto | not specified | not specified | not specified | not specified | not specified | Conventional | Solar + PC | ACDG - Solar+Li-Ion Hybrid
T5161 | IHS_ADA_0766A | T5161 | ADA-Z1 | Numan | B600 | SAVANNAH SUGAR COMPANY, NUMAN, ADAMAWA | ADA-T3 | Kano | Adamawa | Victor Idakwo | Adegboye Samuel | Femi Emmanuel Ojo | Isaac Solomon Kama |  | Abdulsalami Abdulraman | Titus Obaje | 20 KVA | ACDG | Indoor | On Air | P1 | INT-Secondary | INT | 9.5786 | 11.8982 | Manual | not specified | not specified | not specified | not specified | not specified | Conventional | Generator Only | ACDG - Conventional
AD2034 | IHS_ADA_0912B | AD2034 | ADA-Z2 | Mubi 1 & 2 |  | Piece of land located at Angwan Kara, Mubi South L.G.A., Adamawa State | ADA-T5 | Kano | Adamawa | Gabriel Oliver | Makinde Akintunde | Femi Emmanuel Ojo | Isaac Solomon Kama |  | Abdulsalami Abdulraman | Titus Obaje | 16 KVA | ACDG | Outdoor | On Air | P3 | IHS Collo | IHSN | 10.2421 | 13.2531 | Auto | not specified | not specified | not specified | not specified | not specified | Conventional | Solar + PC | ACDG - Solar+Li-Ion Hybrid
AD0074 | IHS_MUB_0003B | AD0074 | ADA-Z2 | Mubi 1 & 2 |  | Space available at Shuware Garden City, behind Mubi North Police Station. Adamawa State. | ADA-T5 | Kano | Adamawa | Gabriel Oliver | Makinde Akintunde | Femi Emmanuel Ojo | Isaac Solomon Kama |  | Abdulsalami Abdulraman | Titus Obaje | 30 KVA | ACDG | Outdoor | On Air | P4 | IHS Collo | IHSN | 10.2771 | 13.2709 | Auto | not specified | not specified | not specified | not specified | not specified | Conventional | Solar + PC | ACDG - Solar+Li-Ion Hybrid
AD5651 | IHS_ADA_0819A | AD5651 | ADA-Z1 | Yola |  | MOHAMMED MUSTAPHA WAY YOLA | ADA-T2 | Kano | Adamawa | Titus Oke Adeleke | Adegboye Samuel | Femi Emmanuel Ojo | Isaac Solomon Kama |  | Abdulsalami Abdulraman | Titus Obaje | 15 KVA | ACDG | Outdoor | On Air | P3 | INT-Secondary | INT | 9.2757 | 12.441 | Auto | not specified | not specified | not specified | not specified | not specified | Conventional | Grid + PC | ACDG - Grid+Li-Ion Hybrid
AD0090 | IHS_ADA_0013B | AD0090 | ADA-Z1 | Numan |  | Agwa-Fada, Sariki Shanu B, Mayo Belwa LGA, Adamawa State | ADA-T3 | Kano | Adamawa | Victor Idakwo | Adegboye Samuel | Femi Emmanuel Ojo | Isaac Solomon Kama |  | Abdulsalami Abdulraman | Titus Obaje | 15 KVA | ACDG | Outdoor | On Air | P4 | IHS Collo | IHSN | 9.0606 | 12.0547 | Auto | not specified | not specified | not specified | not specified | not specified | Conventional | Solar + PC | ACDG - Solar+Li-Ion Hybrid
T5346 | IHS_ADA_0809A | T5346 | ADA-Z1 | Yola |  | NO 3 KASHIM BILLA STREET, KAREWA EXT., YOLA, ADAMAWA STATE. | ADA-T2 | Kano | Adamawa | Titus Oke Adeleke | Adegboye Samuel | Femi Emmanuel Ojo | Isaac Solomon Kama |  | Abdulsalami Abdulraman | Titus Obaje | 15 KVA | ACDG | Outdoor | On Air | P4 | INT-Secondary | INT | 9.2565 | 12.4419 | Auto | not specified | not specified | not specified | not specified | not specified | Conventional | Grid + PC | ACDG - Grid+Li-Ion Hybrid
T5505 | IHS_ADA_0787A | T5505 | ADA-Z1 | Numan | B3143 | SABON PEGI, MAYO-BELWA LGA, ADAMAWA | ADA-T3 | Kano | Adamawa | Victor Idakwo | Adegboye Samuel | Femi Emmanuel Ojo | Isaac Solomon Kama |  | Abdulsalami Abdulraman | Titus Obaje | 15 KVA | ACDG | Outdoor | On Air | P1 | INT-Secondary | INT | 9.0469 | 12.065 | Auto | not specified | not specified | not specified | not specified | not specified | Conventional | Solar + PC | ACDG - Solar+Li-Ion Hybrid
AD4942 | IHS_ADA_0039B | AD4942 | ADA-Z1 | Yola | B3143 | Faro Str., Damilo Phase II, Kofare Indstrial Rd., Adamawa State | ADA-T2 | Kano | Adamawa | Titus Oke Adeleke | Adegboye Samuel | Femi Emmanuel Ojo | Isaac Solomon Kama |  | Abdulsalami Abdulraman | Titus Obaje | 16 KVA | ACDG | Outdoor | On Air | P1 | IHS Collo | IHSN | 9.2767 | 12.4154 | Auto | not specified | not specified | not specified | not specified | not specified | Conventional | Solar + PC | ACDG - Solar+Li-Ion Hybrid
AD0020 | IHS_ADA_0826A | AD0020 | ADA-Z1 | Numan |  | Garin Jereng | ADA-T3 | Kano | Taraba | Victor Idakwo | Adegboye Samuel | Femi Emmanuel Ojo | Isaac Solomon Kama |  | Abdulsalami Abdulraman | Titus Obaje | 15 KVA | ACDG | Outdoor | On Air | P4 | INT-Secondary | INT | 8.9596 | 11.8942 | Auto | not specified | not specified | not specified | not specified | not specified | Conventional | Solar + PC | ACDG - Solar+Li-Ion Hybrid
AD2003 | IHS_ADA_0915B | AD2003 | ADA-Z1 | Yola |  | A Piece of land located at Wuro Jabbe Ward, Yola South LGA, Adamawa State | ADA-T2 | Kano | Adamawa | Titus Oke Adeleke | Adegboye Samuel | Femi Emmanuel Ojo | Isaac Solomon Kama |  | Abdulsalami Abdulraman | Titus Obaje | 22 KVA | ACDG | Outdoor | On Air | P2 | IHS Collo | IHSN | 9.2578 | 12.3948 | Auto | not specified | not specified | not specified | not specified | not specified | Conventional | Solar + PC | ACDG - Solar+Li-Ion Hybrid
T5650 | IHS_ADA_0801A | T5650 | ADA-Z1 | Yola |  | UNGUWAR BAKIN KASUWA RIBADO, FUFORE LGA, ADAMAWA | ADA-T2 | Kano | Adamawa | Titus Oke Adeleke | Adegboye Samuel | Femi Emmanuel Ojo | Isaac Solomon Kama |  | Abdulsalami Abdulraman | Titus Obaje | 15 KVA | ACDG | Outdoor | On Air | P4 | INT-Secondary | INT | 9.2976 | 12.7025 | Auto | not specified | not specified | not specified | not specified | not specified | Conventional | Solar + PC | ACDG - Solar+Li-Ion Hybrid
T5409 | IHS_ADA_0777A | T5409 | ADA-Z2 | Mubi 1 & 2 | B600 | Villegwa Michika Road Along Maiduguri-Yola Road. Askira/Uba Town. Adamawa State. | ADA-T5 | Kano | Adamawa | Dele Aro | Makinde Akintunde | Femi Emmanuel Ojo | Isaac Solomon Kama |  | Abdulsalami Abdulraman | Titus Obaje | 30 KVA | ACDG | Indoor | On Air | P1 | INT-Secondary | INT | 10.6423 | 13.3544 | Manual | not specified | not specified | not specified | not specified | not specified | Conventional | Generator Only | ACDG - Conventional
B5213 | IHS_BOR_0714E | B5213 | ADA-Z2 | Mubi 1 & 2 | A658 | Off MFA Road, Chibok Town, Borno State. | ADA-T5 | Kano | Adamawa | Dele Aro | Makinde Akintunde | Femi Emmanuel Ojo | Isaac Solomon Kama |  | Abdulsalami Abdulraman | Titus Obaje | 16 KVA | ACDG | Outdoor | On Air | P3 | EMTS-SLB 2116 | IHSN | 10.8706 | 12.8489 | Auto | not specified | not specified | not specified | not specified | not specified | Conventional | PC | ACDG - Li-Ion Hybrid
AD4927 | IHS_ADA_0033B | AD4927 | ADA-Z1 | Jimeta/Geirei |  | A Piece of land located along Wurojabe Juma Road, Jimeta, Yola North L.G.A, Adamawa State | ADA-T1 | Kano | Adamawa | Sunday Katung | Adegboye Samuel | Femi Emmanuel Ojo | Isaac Solomon Kama |  | Abdulsalami Abdulraman | Titus Obaje | 16 KVA | ACDG | Outdoor | On Air | P4 | IHS Collo | IHSN | 9.2688 | 12.4029 | Auto | not specified | not specified | not specified | not specified | not specified | Conventional | Solar + PC | ACDG - Solar+Li-Ion Hybrid
AD0095 | IHS_ADA_0047B | AD0095 | ADA-Z1 | Jimeta/Geirei |  | A Piece Of Land @ Asuro Dauda Birma Ward, Jambutu Area, Jimeta, Adamawa State | ADA-T1 | Kano | Adamawa | Sunday Katung | Adegboye Samuel | Femi Emmanuel Ojo | Isaac Solomon Kama |  | Abdulsalami Abdulraman | Titus Obaje | 16 KVA | ACDG | Outdoor | On Air | P3 | IHS Collo | IHSN | 9.2898 | 12.4127 | Auto | not specified | not specified | not specified | not specified | not specified | Conventional | Grid + Solar + PC | ACDG - Grid+Solar+Li-Ion Hybrid
B2483 | IHS_ADA_0721E | AD2019 | ADA-Z2 | Mubi 1 & 2 |  | Gulak Town, Madagali LGA, Adamawa State. | ADA-T5 | Kano | Adamawa | Dele Aro | Makinde Akintunde | Femi Emmanuel Ojo | Isaac Solomon Kama |  | Abdulsalami Abdulraman | Titus Obaje | 16 KVA | ACDG | Outdoor | On Air | P4 | EMTS-SLB 2116 | IHSN | 10.8095 | 13.4553 | Auto | not specified | not specified | not specified | not specified | not specified | Conventional | PC | ACDG - Li-Ion Hybrid
AD4506 | IHS_ADA_0850A | AD4506 | ADA-Z1 | Numan |  | ANGUWAN FULANI WARD, KOJOLI, JADA LOCAL GOVERNMENT AREA, ADAMAWA | ADA-T3 | Kano | Adamawa | Victor Idakwo | Adegboye Samuel | Femi Emmanuel Ojo | Isaac Solomon Kama |  | Abdulsalami Abdulraman | Titus Obaje | 22 KVA | ACDG | Outdoor | On Air | P4 | INT-Secondary | INT | 8.5743 | 12.3809 | Auto | not specified | not specified | not specified | not specified | not specified | Conventional | Solar + PC | ACDG - Solar+Li-Ion Hybrid
JG0035 | IHS_JIG_0809A | JG0035 | JIG-Z1 | Duste |  | College of Agriculture Yamdi | JIG-T1 | Kano | Jigawa | Umoru Abdulwahab | Auwal Muhammad | Tunde Badmus | Ali Muhammad Kwairanga |  | Abdulsalami Abdulraman | Titus Obaje | 16 KVA | ACDG | Outdoor | On Air | P4 | INT-Secondary | INT | 12.4131 | 10.0058 | Auto | not specified | not specified | not specified | not specified | not specified | Conventional | PC | ACDG - Li-Ion Hybrid
AD2002 | IHS_ADA_0900B | AD2002 | ADA-Z1 | Jimeta/Geirei |  | A Piece of Land located at New Apostolic Church, Jambutu, Jimeta, Yola North LGA, Adamawa State. | ADA-T1 | Kano | Adamawa | Sunday Katung | Adegboye Samuel | Femi Emmanuel Ojo | Isaac Solomon Kama |  | Abdulsalami Abdulraman | Titus Obaje | 16 KVA | ACDG | Outdoor | On Air | P4 | IHS Collo | IHSN | 9.2839 | 12.4166 | Auto | not specified | not specified | not specified | not specified | not specified | Conventional | Solar + PC | ACDG - Solar+Li-Ion Hybrid
B5244 | IHS_ADA_0725E | B5244 | ADA-Z1 | Numan |  | PIECE OF LAND AT WUROHAUSA, JADA TOWN, JADA LGA, ADAMAWA STATE | ADA-T3 | Kano | Adamawa | Victor Idakwo | Adegboye Samuel | Femi Emmanuel Ojo | Isaac Solomon Kama |  | Abdulsalami Abdulraman | Titus Obaje | 15 KVA | ACDG | Outdoor | On Air | P1 | EMTS-SLB 2116 | IHSN | 8.7533 | 12.16 | Auto | not specified | not specified | not specified | not specified | not specified | Conventional | Solar + PC | ACDG - Solar+Li-Ion Hybrid
AD0627 | IHS_ADA_1042B | AD0627 | ADA-Z2 | Mubi 1 & 2 |  | Dalka village, Michika LGA, Adamawa State | ADA-T5 | Kano | Adamawa | Dele Aro | Makinde Akintunde | Femi Emmanuel Ojo | Isaac Solomon Kama |  | Abdulsalami Abdulraman | Titus Obaje | 22 KVA | ACDG | Outdoor | On Air | P3 | IHS Collo | IHSN | 10.6148 | 13.4219 | Auto | not specified | not specified | not specified | not specified | not specified | Conventional | PC | ACDG - Li-Ion Hybrid
AD4909 | IHS_ADA_0845A | AD4909 | ADA-Z2 | Mubi 1 & 2 |  | WURO GUDE WARD, MUBI NORTH LOCAL GOVERNMENT AREA, ADAMAWA | ADA-T5 | Kano | Adamawa | Gabriel Oliver | Makinde Akintunde | Femi Emmanuel Ojo | Isaac Solomon Kama |  | Abdulsalami Abdulraman | Titus Obaje | 16 KVA | ACDG | Outdoor | On Air | P3 | INT-Secondary | INT | 10.2787 | 13.263 | Manual | not specified | not specified | not specified | not specified | not specified | Conventional | Generator Only | ACDG - Conventional
KB3940 | IHS_KEB_0013B | KB3940 | KEB-Z1 | Yauri/Zuru |  | SARKIN ISYAKU AHMAD, COMPOUND, ZAMARE CENTRAL, YAURI LGA., KEBBI STATE. | KEB-T31 | Kano | Kebbi | Samson Oriyomi | Adejo John Excellence | Ibrahim Danjuma Akut | Abdulsalam Abdulfatah Omeizza |  | Abdulsalami Abdulraman | Titus Obaje | 16 KVA | ACDG | Outdoor | On Air | P3 | IHS Collo | IHSN | 10.7099 | 4.7072 | Auto | not specified | not specified | not specified | not specified | not specified | Conventional | PC | ACDG - Li-Ion Hybrid
JG3012 | IHS_JIG_0818A | JG3012 | JIG-Z1 | Duste |  | GAMAYIN TOWN KAFIN HAUSA LGA, JIGAWA STATE. | JIG-T1 | Kano | Jigawa | Umoru Abdulwahab | Auwal Muhammad | Tunde Badmus | Ali Muhammad Kwairanga |  | Abdulsalami Abdulraman | Titus Obaje | 16 KVA | ACDG | Outdoor | On Air | P4 | INT-Secondary | INT | 12.2962 | 10.0654 | Auto | not specified | not specified | not specified | not specified | not specified | Conventional | Grid + PC | ACDG - Grid+Li-Ion Hybrid
AD0623 | IHS_ADA_1041B | AD0623 | ADA-Z2 | Mubi 1 & 2 |  | Near Primary Sch. Zaibadari, Michika LGA, Adamawa State | ADA-T5 | Kano | Adamawa | Dele Aro | Makinde Akintunde | Femi Emmanuel Ojo | Isaac Solomon Kama |  | Abdulsalami Abdulraman | Titus Obaje | 22 KVA | ACDG | Outdoor | On Air | P3 | IHS Collo | IHSN | 10.6207 | 13.3868 | Auto | not specified | not specified | not specified | not specified | not specified | Conventional | PC | ACDG - Li-Ion Hybrid
AD4998 | IHS_ADA_0872C | AD4998 | ADA-Z1 | Numan |  | Lugeri 1,Ganga-rasu Ganye LGA, Adamawa State. | ADA-T3 | Kano | Adamawa | Victor Idakwo | Adegboye Samuel | Femi Emmanuel Ojo | Isaac Solomon Kama |  | Abdulsalami Abdulraman | Titus Obaje | 15 KVA | ACDG | Outdoor | On Air | P4 | INT Collo | INT | 8.4342 | 12.0592 | Auto | not specified | not specified | not specified | not specified | not specified | Conventional | Solar + PC | ACDG - Solar+Li-Ion Hybrid
AD0018 | IHS_ADA_0820A | AD0018 | ADA-Z2 | Mubi 1 & 2 |  | Tudun Wada Bazza Along Maiduguri-Yola road. Baza Town. | ADA-T5 | Kano | Adamawa | Dele Aro | Makinde Akintunde | Femi Emmanuel Ojo | Isaac Solomon Kama |  | Abdulsalami Abdulraman | Titus Obaje | 15 KVA | ACDG | Outdoor | On Air | P4 | INT-Secondary | INT | 10.5859 | 13.3412 | Auto | not specified | not specified | not specified | not specified | not specified | Conventional | PC | ACDG - Li-Ion Hybrid
AD2007 | IHS_ADA_0904B | AD2007 | ADA-Z1 | Numan |  | A Piece of Land Located at Barde Ward, Ganye Town, Ganye LGA, Adamawa State. | ADA-T3 | Kano | Adamawa | Victor Idakwo | Adegboye Samuel | Femi Emmanuel Ojo | Isaac Solomon Kama |  | Abdulsalami Abdulraman | Titus Obaje | 22 KVA | ACDG | Outdoor | On Air | P4 | IHS Collo | IHSN | 8.4343 | 12.0504 | Auto | not specified | not specified | not specified | not specified | not specified | Conventional | PC | ACDG - Li-Ion Hybrid
T5343 | IHS_ADA_0785A | T5343 | ADA-Z2 | Mubi 1 & 2 |  | Teachers College Road Along Maiduguri-Yola road, Bazza Town.Askira/Uba LGA, Adamawa State | ADA-T5 | Kano | Adamawa | Dele Aro | Makinde Akintunde | Femi Emmanuel Ojo | Isaac Solomon Kama |  | Abdulsalami Abdulraman | Titus Obaje | 15 KVA | ACDG | Outdoor | On Air | P4 | INT-Secondary | INT | 10.5592 | 13.3172 | Auto | not specified | not specified | not specified | not specified | not specified | Conventional | PC | ACDG - Li-Ion Hybrid
B5376 | IHS_ADA_0733E | B5376 | ADA-Z1 | Yola |  | A PLOT OF LAND AT ALH. NASIRU GALLAH HOUSE, FARANG VILLAGE, FUFORE LGA., ADAMAWA STATE | ADA-T2 | Kano | Adamawa | Titus Oke Adeleke | Adegboye Samuel | Femi Emmanuel Ojo | Isaac Solomon Kama |  | Abdulsalami Abdulraman | Titus Obaje | 22 KVA | ACDG | Outdoor | On Air | P1 | EMTS-SLB 2116 | IHSN | 9.5779 | 12.9104 | Auto | not specified | not specified | not specified | not specified | not specified | Conventional | Solar + PC | ACDG - Solar+Li-Ion Hybrid
AD5653 | IHS_ADA_0815A | AD5653 | ADA-Z1 | Numan |  | SABON GARI TOUNGO, TOUNGO LGA, ADAMAWA | ADA-T3 | Kano | Adamawa | Victor Idakwo | Adegboye Samuel | Femi Emmanuel Ojo | Isaac Solomon Kama |  | Abdulsalami Abdulraman | Titus Obaje | 15 KVA | ACDG | Outdoor | On Air | P4 | INT-Secondary | INT | 8.1319 | 12.0439 | Auto | not specified | not specified | not specified | not specified | not specified | Conventional | Solar + PC | ACDG - Solar+Li-Ion Hybrid
T5380 | IHS_JIG_0746A | T5380 | JIG-Z1 | Duste | B600 | BIRNIWA LOCAL GOVERNMENT, JIGAWA STATE. | JIG-T1 | Kano | Jigawa | Umoru Abdulwahab | Auwal Muhammad | Tunde Badmus | Ali Muhammad Kwairanga |  | Abdulsalami Abdulraman | Titus Obaje | 22 KVA | ACDG | Indoor | On Air | P1 | INT-Secondary | INT | 12.782 | 10.2418 | Auto | not specified | not specified | not specified | not specified | not specified | Conventional | Grid | ACDG - Grid (with BUB)
T5355 | IHS_JIG_0752A | T5355 | JIG-Z1 | Duste |  | UNGUWAR KUDU KIRI KASAMMA, JIGAWA STATE | JIG-T1 | Kano | Jigawa | Umoru Abdulwahab | Auwal Muhammad | Tunde Badmus | Ali Muhammad Kwairanga |  | Abdulsalami Abdulraman | Titus Obaje | 15 KVA | ACDG | Outdoor | On Air | P3 | INT-Secondary | INT | 12.6891 | 10.2554 | Auto | not specified | not specified | not specified | not specified | not specified | Conventional | Grid + PC | ACDG - Grid+Li-Ion Hybrid
T5256 | IHS_KEB_0749A | IHS_KEB_749 | KEB-Z1 | Yauri/Zuru | Off Air | NIPOST YAURI | KEB-T2 | Kano | Kebbi | Abdullahi Lawal Audi | Adejo John Excellence | Ibrahim Danjuma Akut | Abdulsalam Abdulfatah Omeizza |  | Abdulsalami Abdulraman | Titus Obaje | 16 KVA | ACDG | Outdoor | On Air | P2 | INT-Secondary | INT | 10.8363 | 4.7387 | Manual | not specified | not specified | not specified | not specified | not specified | Conventional | Generator Only | ACDG - Conventional
AD0014 | IHS_ADA_0851C | AD0014 | ADA-Z1 | Jimeta/Geirei | B3143 | Beside Zarahddin Oil, Jabiro-Jabbi Lamba, Girei LGA, Adamawa State | ADA-T1 | Kano | Adamawa | Sunday Katung | Adegboye Samuel | Femi Emmanuel Ojo | Isaac Solomon Kama |  | Abdulsalami Abdulraman | Titus Obaje | 16 KVA | ACDG | Outdoor | On Air | P1 | INT Collo | INT | 9.5029 | 12.5765 | Auto | not specified | not specified | not specified | not specified | not specified | Conventional | Solar + PC | ACDG - Solar+Li-Ion Hybrid
AD4906 | IHS_ADA_0840A | AD4906 | ADA-Z2 | Mubi 1 & 2 |  | Yelwan Goje Primary School | ADA-T5 | Kano | Adamawa | Gabriel Oliver | Makinde Akintunde | Femi Emmanuel Ojo | Isaac Solomon Kama |  | Abdulsalami Abdulraman | Titus Obaje | 22 KVA | ACDG | Outdoor | On Air | P3 | INT-Secondary | INT | 10.273 | 13.2536 | Auto | not specified | not specified | not specified | not specified | not specified | Conventional | PC | ACDG - Li-Ion Hybrid
BR0694 | IHS_BOR_1040B | BR0694 | ADA-Z2 | Mubi 1 & 2 |  | A Piece of land at UVU Ward. Askira Uba L G A. Borno State | ADA-T5 | Kano | Adamawa | Dele Aro | Makinde Akintunde | Femi Emmanuel Ojo | Isaac Solomon Kama |  | Abdulsalami Abdulraman | Titus Obaje | 20 KVA | ACDG | Outdoor | On Air | P3 | IHS Collo | IHSN | 10.4942 | 13.1243 | Auto | not specified | not specified | not specified | not specified | not specified | Conventional | PC | ACDG - Li-Ion Hybrid
AD4903 | IHS_ADA_0842A | AD4903 | ADA-Z2 | Mubi 1 & 2 |  | KOLERE WARD, MUBI NORTH LOCAL GOVERNMENT AREA, ADAMAWA | ADA-T5 | Kano | Adamawa | Gabriel Oliver | Makinde Akintunde | Femi Emmanuel Ojo | Isaac Solomon Kama |  | Abdulsalami Abdulraman | Titus Obaje | 16 KVA | ACDG | Outdoor | On Air | P2 | INT-Secondary | INT | 10.2647 | 13.2744 | Auto | not specified | not specified | not specified | not specified | not specified | Conventional | PC | ACDG - Li-Ion Hybrid
T5124 | IHS_ADA_0754A | T5124 | ADA-Z1 | Jimeta/Geirei | B600 | PLOT NO.5 MALAMRE GRA, JIMETA YOLA, ADAMAWA | ADA-T1 | Kano | Adamawa | Sunday Katung | Adegboye Samuel | Femi Emmanuel Ojo | Isaac Solomon Kama |  | Abdulsalami Abdulraman | Titus Obaje | 22 KVA | ACDG | Indoor | On Air | P1 | INT-Secondary | INT | 9.2394 | 12.4507 | Auto | not specified | not specified | not specified | not specified | not specified | Conventional | Grid | ACDG - Grid (with BUB)
B2420 | IHS_ADA_0714E | B2420 | ADA-Z2 | Mubi 1 & 2 |  | MARARABA MUBI TOWN, HONG LGA, ADAMAWA STATE | ADA-T5 | Kano | Adamawa | Gabriel Oliver | Makinde Akintunde | Femi Emmanuel Ojo | Isaac Solomon Kama |  | Abdulsalami Abdulraman | Titus Obaje | 16 KVA | ACDG | Outdoor | On Air | P4 | EMTS-SLB 2116 | IHSN | 10.3099 | 13.1592 | Auto | not specified | not specified | not specified | not specified | not specified | Conventional | Solar + PC | ACDG - Solar+Li-Ion Hybrid
T5410 | IHS_ADA_0781A | T5410 | ADA-Z2 | Mubi 1 & 2 | B3143 | UBA, HONG LGA, ADAMAWA | ADA-T5 | Kano | Adamawa | Dele Aro | Makinde Akintunde | Femi Emmanuel Ojo | Isaac Solomon Kama |  | Abdulsalami Abdulraman | Titus Obaje | 30 KVA | ACDG | Indoor | On Air | P1 | INT-Secondary | INT | 10.4543 | 13.2203 | Manual | not specified | not specified | not specified | not specified | not specified | Conventional | Generator Only | ACDG - Conventional
AD4931 | IHS_ADA_0040B | AD4931 | ADA-Z2 | Mubi 1 & 2 |  | A plot of land at Opp. Gahala Kufun Clinic Hong Adamawa State | ADA-T5 | Kano | Adamawa | Gabriel Oliver | Makinde Akintunde | Femi Emmanuel Ojo | Isaac Solomon Kama |  | Abdulsalami Abdulraman | Titus Obaje | 22 KVA | ACDG | Outdoor | On Air | P4 | IHS Collo | IHSN | 10.353 | 13.1079 | Auto | not specified | not specified | not specified | not specified | not specified | Conventional | PC | ACDG - Li-Ion Hybrid
AD0016 | IHS_ADA_0827A | AD0016 | ADA-Z1 | Jimeta/Geirei | B3143 | NEAR POLICE STATION PARIYA, GIREI LGA, ADAMAWA | ADA-T1 | Kano | Adamawa | Sunday Katung | Adegboye Samuel | Femi Emmanuel Ojo | Isaac Solomon Kama |  | Abdulsalami Abdulraman | Titus Obaje | 15 KVA | ACDG | Indoor | On Air | P1 | INT-Secondary | INT | 9.3797 | 12.7019 | Manual | not specified | not specified | not specified | not specified | not specified | Conventional | Generator Only | ACDG - Conventional
AD0017 | IHS_ADA_0828A | AD0017 | ADA-Z1 | Jimeta/Geirei |  | BEHIND ZUMA WATER, PARIYA ROAD, GIREI LGA, ADAMAWA | ADA-T1 | Kano | Adamawa | Sunday Katung | Adegboye Samuel | Femi Emmanuel Ojo | Isaac Solomon Kama |  | Abdulsalami Abdulraman | Titus Obaje | 22 KVA | ACDG | Indoor | On Air | P3 | INT-Secondary | INT | 9.3783 | 12.587 | Auto | not specified | not specified | not specified | not specified | not specified | Conventional | Grid | ACDG - Grid (with BUB)
T5624 | IHS_ADA_0788A | T5624 | ADA-Z2 | Gombi |  | Wuro- Hausa Giere Town Along Mubi Road. Adamawa State.Gombi LGA. | ADA-T4 | Kano | Adamawa | Kazzah Yanshiyi Timothy | Makinde Akintunde | Femi Emmanuel Ojo | Isaac Solomon Kama |  | Abdulsalami Abdulraman | Titus Obaje | 16 KVA | ACDG | Outdoor | On Air | P3 | INT-Secondary | INT | 9.3652 | 12.5522 | Auto | not specified | not specified | not specified | not specified | not specified | Conventional | Solar + PC | ACDG - Solar+Li-Ion Hybrid
T5135 | IHS_ADA_0770A | T5135 | ADA-Z2 | Mubi 1 & 2 | B500 | PILEFU VILLAGE HONG LGA | ADA-T5 | Kano | Adamawa | Gabriel Oliver | Makinde Akintunde | Femi Emmanuel Ojo | Isaac Solomon Kama |  | Abdulsalami Abdulraman | Titus Obaje | 22 KVA | ACDG | Indoor | On Air | P1 | INT-Secondary | INT | 10.3036 | 13.1271 | Manual | not specified | not specified | not specified | not specified | not specified | Conventional | Generator Only | ACDG - Conventional
AD4937 | IHS_ADA_0043C | AD4937 | ADA-Z2 | Mubi 1 & 2 |  | A Piece Of Land Located At Kwabla, Village, Hung L.G.A Adamawa State | ADA-T5 | Kano | Adamawa | Gabriel Oliver | Makinde Akintunde | Femi Emmanuel Ojo | Isaac Solomon Kama |  | Abdulsalami Abdulraman | Titus Obaje | 16 KVA | ACDG | Outdoor | On Air | P4 | INT Collo | INT | 10.274 | 13.095 | Auto | not specified | not specified | not specified | not specified | not specified | Conventional | Solar + PC + In-Cell | ACDG - Solar+Li-Ion Hybrid
AD4936 | IHS_ADA_0041B | AD4936 | ADA-Z2 | Mubi 1 & 2 | A658 | KALAA STREET KWAKAAH HONG ADAMAWA STATE | ADA-T5 | Kano | Adamawa | Gabriel Oliver | Makinde Akintunde | Femi Emmanuel Ojo | Isaac Solomon Kama |  | Abdulsalami Abdulraman | Titus Obaje | 16 KVA | ACDG | Outdoor | On Air | P3 | IHS Collo | IHSN | 10.1896 | 13.0456 | Auto | not specified | not specified | not specified | not specified | not specified | Conventional | Solar + PC + In-Cell | ACDG - Solar+Li-Ion Hybrid
AD2012 | IHS_ADA_0911B | AD2012 | ADA-Z1 | Jimeta/Geirei |  | A Piece of Land Located at Karewa GRA, Barracks Road, Jimeta, Yola, Adamawa State. | ADA-T1 | Kano | Adamawa | Sunday Katung | Adegboye Samuel | Femi Emmanuel Ojo | Isaac Solomon Kama |  | Abdulsalami Abdulraman | Titus Obaje | 22 KVA | ACDG | Outdoor | On Air | P4 | IHS Collo | IHSN | 9.2207 | 12.4413 | Auto | not specified | not specified | not specified | not specified | not specified | Conventional | Solar + PC | ACDG - Solar+Li-Ion Hybrid
AD4505 | IHS_ADA_0847A | AD4505 | ADA-Z1 | Jimeta/Geirei | B3143 | FUTY STAFF QUARTERS, YOLA, ADAMAWA | ADA-T1 | Kano | Adamawa | Sunday Katung | Adegboye Samuel | Femi Emmanuel Ojo | Isaac Solomon Kama |  | Abdulsalami Abdulraman | Titus Obaje | 30 KVA | ACDG | Outdoor | On Air | P1 | INT-Secondary | INT | 9.1909 | 12.5099 | Auto | not specified | not specified | not specified | not specified | not specified | Conventional | Grid + Solar + PC | ACDG - Grid+Solar+Li-Ion Hybrid
B6257 | IHS_ADA_0702E | B6257 | ADA-Z2 | Mubi 1 & 2 | B3143 | 73 Song Street, off Gonjo road Mubi | ADA-T5 | Kano | Adamawa | Gabriel Oliver | Makinde Akintunde | Femi Emmanuel Ojo | Isaac Solomon Kama |  | Abdulsalami Abdulraman | Titus Obaje | 16 KVA | ACDG | Outdoor | On Air | P1 | EMTS-SLB 2116 | IHSN | 10.267 | 13.2674 | Auto | not specified | not specified | not specified | not specified | not specified | Conventional | Solar + PC | ACDG - Solar+Li-Ion Hybrid
KN0020 | IHS_KAN_0955A | KN0020 | JIG-Z1 | Ringim |  | KORE ISLAMIYA SCHOOL, KORE, KANO STATE | JIG-T3 | Kano | Kano | Ibrahim Adebayo | Auwal Muhammad | Tunde Badmus | Bilal Mohammed |  | Abdulsalami Abdulraman | Titus Obaje | 15 KVA | ACDG | Outdoor | On Air | P4 | INT-Secondary | INT | 12.36 | 8.7481 | Auto | not specified | not specified | not specified | not specified | not specified | Conventional | PC | ACDG - Li-Ion Hybrid
AD0542 | IHS_ADA_0917B | AD0542 | ADA-Z2 | Mubi 1 & 2 | A658 | A PIECE OF LAND LOCATED AT PAKKA TOWN , PAKKA WARD, MIAHA LGA, ADAMAWA STATE. | ADA-T5 | Kano | Adamawa | Gabriel Oliver | Makinde Akintunde | Femi Emmanuel Ojo | Isaac Solomon Kama |  | Abdulsalami Abdulraman | Titus Obaje | 20 KVA | ACDG | Outdoor | On Air | P3 | IHS Collo | IHSN | 10.1192 | 13.2135 | Auto | not specified | not specified | not specified | not specified | not specified | Conventional | Solar + PC | ACDG - Solar+Li-Ion Hybrid
AD4935 | IHS_ADA_0045C | AD4935 | ADA-Z2 | Mubi 1 & 2 |  | A Plot Of Land At Garari Hyema Hong. L..G.A. Adamawa State | ADA-T5 | Kano | Adamawa | Gabriel Oliver | Makinde Akintunde | Femi Emmanuel Ojo | Isaac Solomon Kama |  | Abdulsalami Abdulraman | Titus Obaje | 22 KVA | ACDG | Outdoor | On Air | P4 | INT Collo | INT | 10.1063 | 13.071 | Auto | not specified | not specified | not specified | not specified | not specified | Conventional | Solar + PC | ACDG - Solar+Li-Ion Hybrid
T5153 | IHS_ADA_0778A | T5153 | ADA-Z2 | Gombi | B3143 | New layout Along Yarima Zankar street, Hawul LGA. Garkida town, Adamawa State | ADA-T4 | Kano | Borno | Kazzah Yanshiyi Timothy | Makinde Akintunde | Femi Emmanuel Ojo | Isaac Solomon Kama |  | Abdulsalami Abdulraman | Titus Obaje | 20 KVA | ACDG | Indoor | On Air | P1 | INT-Secondary | INT | 10.3988 | 12.5654 | Manual | not specified | not specified | not specified | not specified | not specified | Conventional | Generator Only | ACDG - Conventional
T5132 | IHS_ADA_0765A | T5132 | ADA-Z2 | Gombi | B400 | SIGRI BAWO VILLAGE, SONG LGA, ADAMAWA STATE. | ADA-T4 | Kano | Adamawa | Kazzah Yanshiyi Timothy | Makinde Akintunde | Femi Emmanuel Ojo | Isaac Solomon Kama |  | Abdulsalami Abdulraman | Titus Obaje | 50 KVA | ACDG | Indoor | On Air | P1 | INT-Secondary | INT | 9.9612 | 12.635 | Manual | not specified | not specified | not specified | not specified | not specified | Conventional | Generator Only | ACDG - Conventional
ZM4003 | IHS_ZAM_0020B | IHS_ZAM_020 | SOK-Z1 | Yauri/Zuru | B3143 | Danjibga Town, Tsafe LGA, Zamfara state. | ZAM-T1 | Kano | Zamfara | Abdulazeez Muyideen Remi | Abdulafeez Olaitan Jimoh | Ibrahim Danjuma Akut | Muhammed Adamu Said |  | Abdulsalami Abdulraman | Titus Obaje | No details | No details | Outdoor | On Air | P1 | IHS Collo | IHSN | 11.7552 | 6.8272 | Auto | not specified | not specified | not specified | not specified | not specified | Conventional | PC | ACDG - Li-Ion Hybrid
Note on AE2: [Threaded comment] Your version of Excel allows you to read this threaded comment; however, any edits to it will get removed if the file is opened in a newer version of Excel. Learn more: https://go.microsoft.com/fwlink/?linkid=870924 Comment: RMS Functionality